## resultsA_0
City | Total_Annual_Emissions_CO2 | LifeCycle_Emissions_CO2 | NG_LifeCycle_Emissions_CO2 | LifeCycle_Emission_Reduction_Fraction
Chicago | 10532.22 | 226651.82 | 0 | -1.79
Boston | 7066.13 | 152062.14 | 0 | -0.87
Houston | 12000.68 | 258253.05 | 0 | -2.18
San Francisco | 7120.24 | 153226.53 | 0 | -0.88

## resultsB_0
City | PV_size | Battery_size | Total_Annual_Emissions_CO2 | LifeCycle_Emissions_CO2 | NG_LifeCycle_Emissions_CO2 | LifeCycle_Emission_Reduction_Fraction | npv
Chicago | 3067.76 | 0 | 2471.17 | 61778.39 | 61773.68 | 0.24 | -2741986.6
Boston | 2846.35 | 0 | 2474.69 | 61778.39 | 61228.46 | 0.24 | -2296535.78
Houston | 2671.48 | 0 | 2471.12 | 61778.4 | 61780.37 | 0.24 | -2543875.48
San Francisco | 2471.43 | 0 | 2471.14 | 61778.39 | 61778.38 | 0.24 | -1937771.89

## resultsC_0
City | PV_size | Battery_size | Total_Annual_Emissions_CO2 | LifeCycle_Emissions_CO2 | NG_LifeCycle_Emissions_CO2 | LifeCycle_Emission_Reduction_Fraction | npv
Chicago | 5971.42 | 6268.35 | 1950.91 | 48772.42 | 48769.6 | 0.4 | -8339592.28
Chicago | 9182.89 | 18729.08 | 1300.62 | 32514.94 | 32512.02 | 0.6 | -15742760.09
Chicago | 14311.35 | 29848.17 | 650.32 | 16257.47 | 16253.83 | 0.8 | -27788443.39
Chicago | 37354.02 | 121192.39 | 0 | 0 | 0 | 1 | -86975102.64

## resultsA_1
City | Total_Annual_Emissions_CO2 | LifeCycle_Emissions_CO2 | NG_LifeCycle_Emissions_CO2 | LifeCycle_Emission_Reduction_Fraction
Chicago | 10532.22 | 226651.82 | 0 | -179%
Boston | 7066.13 | 152062.14 | 0 | -87%
Houston | 12000.68 | 258253.05 | 0 | -218%
San Francisco | 7120.24 | 153226.53 | 0 | -88%

## resultsB_1
City | PV_size | Battery_size | Total_Annual_Emissions_CO2 | LifeCycle_Emissions_CO2 | NG_LifeCycle_Emissions_CO2 | LifeCycle_Emission_Reduction_Fraction | npv
Chicago | 3067.76 | 0 | 2471.17 | 61778.39 | 61773.68 | 0.24 | -2741986.6
Boston | 2846.35 | 0 | 2474.69 | 61778.39 | 61228.46 | 0.24 | -2296535.78
Houston | 2671.48 | 0 | 2471.12 | 61778.4 | 61780.37 | 0.24 | -2543875.48
San Francisco | 2471.43 | 0 | 2471.14 | 61778.39 | 61778.38 | 0.24 | -1937771.89

## resultsC_1
City | PV_size | Battery_size | Total_Annual_Emissions_CO2 | LifeCycle_Emissions_CO2 | NG_LifeCycle_Emissions_CO2 | LifeCycle_Emission_Reduction_Fraction | npv
Chicago | 5971.42 | 6268.35 | 1950.91 | 48772.42 | 48769.6 | 0.4 | -8339592.28
Chicago | 9182.89 | 18729.08 | 1300.62 | 32514.94 | 32512.02 | 0.6 | -15742760.09
Chicago | 14311.35 | 29848.17 | 650.32 | 16257.47 | 16253.83 | 0.8 | -27788443.39
Chicago | 37354.02 | 121192.39 | 0 | 0 | 0 | 1 | -86975102.64

## resultsA_2
City | Total_Annual_Emissions_CO2 | BAU_Total_Annual_Emissions_CO2 | LifeCycle_Emissions_CO2 | BAU_LifeCycle_Emissions_CO2 | NG_LifeCycle_Emissions_CO2 | LifeCycle_Emission_Reduction_Fraction | Breakeven_Cost_of_Emissions_Reduction
Chicago | 10532.22 | 3251.49 | 226651.82 | 81287.36 | 0 | -1.79 | -66.0683
Boston | 7066.13 | 3251.49 | 152062.14 | 81287.35 | 0 | -0.87 | -140.6372
Houston | 12000.68 | 3251.49 | 258253.05 | 81287.36 | 0 | -2.18 | -52.1339
San Francisco | 7120.24 | 3251.49 | 153226.53 | 81287.35 | 0 | -0.88 | -157.6642

## resultsA_3
City | Total_Annual_Emissions_CO2 | BAU_Total_Annual_Emissions_CO2 | LifeCycle_Emissions_CO2 | BAU_LifeCycle_Emissions_CO2 | NG_LifeCycle_Emissions_CO2 | LifeCycle_Emission_Reduction_Fraction | Breakeven_Cost_of_Emissions_Reduction
Chicago | 10532.22 | 3251.49 | 226651.82 | 81287.36 | 0 | -1.79 | -66.0683
Boston | 7066.13 | 3251.49 | 152062.14 | 81287.35 | 0 | -0.87 | -140.6372
Houston | 12000.68 | 3251.49 | 258253.05 | 81287.36 | 0 | -2.18 | -52.1339
San Francisco | 7120.24 | 3251.49 | 153226.53 | 81287.35 | 0 | -0.88 | -157.6642

## resultsA_4
City | Total_Annual_Emissions_CO2 | BAU_Total_Annual_Emissions_CO2 | LifeCycle_Emissions_CO2 | BAU_LifeCycle_Emissions_CO2 | NG_LifeCycle_Emissions_CO2 | LifeCycle_Emission_Reduction_Fraction | Breakeven_Cost_of_Emissions_Reduction
Chicago | 10532.22 | 3251.49 | 226651.82 | 81287.36 | 0 | -179% | -66.0683
Boston | 7066.13 | 3251.49 | 152062.14 | 81287.35 | 0 | -87% | -140.6372
Houston | 12000.68 | 3251.49 | 258253.05 | 81287.36 | 0 | -218% | -52.1339
San Francisco | 7120.24 | 3251.49 | 153226.53 | 81287.35 | 0 | -88% | -157.6642

## resultsB_2
City | PV_size_kW | PV_Production_kWh | Battery_size_kWh | Total_Annual_Emissions_tonnes_CO2 | LifeCycle_Emissions_tonnes_CO2 | NG_LifeCycle_Emissions_tonnes_CO2 | LifeCycle_Emission_Reduction_Fraction | npv
Chicago | 3067.76 | 3674072.16 | 0 | 2471.17 | 61778.39 | 61773.68 | 0.24 | -2741986.6
Boston | 2846.35 | 3342974.5 | 0 | 2474.69 | 61778.39 | 61228.46 | 0.24 | -2296535.78
Houston | 2671.48 | 3522433.37 | 0 | 2471.12 | 61778.4 | 61780.37 | 0.24 | -2543875.48
San Francisco | 2471.43 | 3520904.06 | 0 | 2471.14 | 61778.39 | 61778.38 | 0.24 | -1937771.89

## resultsC_2
City | PV_size_kW | PV_Production_kWh | Battery_size_kWh | Total_Annual_Emissions_tonnes_CO2 | LifeCycle_Emissions_tonnes_CO2 | NG_LifeCycle_Emissions_tonnes_CO2 | LifeCycle_Emission_Reduction_Fraction | npv
Chicago | 5971.42 | 7151612.61 | 6268.35 | 1950.91 | 48772.42 | 48769.6 | 0.4 | -8339592.28
Chicago | 9182.89 | 10997801.99 | 18729.08 | 1300.62 | 32514.94 | 32512.02 | 0.6 | -15742760.09
Chicago | 14311.35 | 17139848.82 | 29848.17 | 650.32 | 16257.47 | 16253.83 | 0.8 | -27788443.39
Chicago | 37354.02 | 44736675.18 | 121192.39 | 0 | 0 | 0 | 1 | -86975102.64

## resultsA_5
City | Total_Annual_Emissions_CO2 | BAU_Total_Annual_Emissions_CO2 | LifeCycle_Emissions_CO2 | BAU_LifeCycle_Emissions_CO2 | NG_LifeCycle_Emissions_CO2 | LifeCycle_Emission_Reduction_Fraction | Breakeven_Cost_of_Emissions_Reduction
Chicago | 10532.22 | 3251.49 | 226651.82 | 81287.36 | 0 | -179% | -66.0683
Boston | 7066.13 | 3251.49 | 152062.14 | 81287.35 | 0 | -87% | -140.6372
Houston | 12000.68 | 3251.49 | 258253.05 | 81287.36 | 0 | -218% | -52.1339
San Francisco | 7120.24 | 3251.49 | 153226.53 | 81287.35 | 0 | -88% | -157.6642

## resultsB_3
City | PV_size_kW | PV_Production_kWh | Battery_size_kWh | Total_Annual_Emissions_tonnes_CO2 | LifeCycle_Emissions_tonnes_CO2 | NG_LifeCycle_Emissions_tonnes_CO2 | NG_Annual_Consumption_MMBtu | LifeCycle_Emission_Reduction_Fraction | npv
Chicago | 3067.76 | 3674072.16 | 0 | 2471.17 | 61778.39 | 61773.68 | 46599.65 | 24% | -2741986.6
Boston | 2846.35 | 3342974.5 | 0 | 2474.69 | 61778.39 | 61228.46 | 46188.36 | 24% | -2296535.78
Houston | 2671.48 | 3522433.37 | 0 | 2471.12 | 61778.4 | 61780.37 | 46604.7 | 24% | -2543875.48
San Francisco | 2471.43 | 3520904.06 | 0 | 2471.14 | 61778.39 | 61778.38 | 46603.2 | 24% | -1937771.89

## resultsC_3
City | PV_size_kW | PV_Production_kWh | Battery_size_kWh | Total_Annual_Emissions_tonnes_CO2 | LifeCycle_Emissions_tonnes_CO2 | NG_LifeCycle_Emissions_tonnes_CO2 | NG_Annual_Consumption_MMBtu | LifeCycle_Emission_Reduction_Fraction | npv
Chicago | 5971.42 | 7151612.61 | 6268.35 | 1950.91 | 48772.42 | 48769.6 | 36789.89 | 40% | -8339592.28
Chicago | 9182.89 | 10997801.99 | 18729.08 | 1300.62 | 32514.94 | 32512.02 | 24525.8 | 60% | -15742760.09
Chicago | 14311.35 | 17139848.82 | 29848.17 | 650.32 | 16257.47 | 16253.83 | 12261.25 | 80% | -27788443.39
Chicago | 37354.02 | 44736675.18 | 121192.39 | 0 | 0 | 0 | 0 | 100% | -86975102.64

## resultsA_6
City | Electric_Heater_kWh_consumption_annual | Electric_Load_kWh_annual | Grid_Electricity_Supplied_kWh_annual | Electric_Heater_Thermal_Production_MMBtu_annual | Total_Annual_Emissions_CO2 | BAU_Total_Annual_Emissions_CO2 | ElecUtility_Annual_Emissions_CO2 | LifeCycle_Emissions_CO2 | BAU_LifeCycle_Emissions_CO2 | NG_LifeCycle_Emissions_CO2 | LifeCycle_Emission_Reduction_Fraction | Breakeven_Cost_of_Emissions_Reduction
Chicago | 14522118 | 1 | 14522117 | 49056 | 10532.22 | 3251.49 | 10532.22 | 226651.82 | 81287.36 | 0 | -179% | -66.0683
Boston | 14522118 | 1 | 14522117 | 49056 | 7066.13 | 3251.49 | 7066.13 | 152062.14 | 81287.35 | 0 | -87% | -140.6372
Houston | 14522118 | 1 | 14522117 | 49056 | 12000.68 | 3251.49 | 12000.68 | 258253.05 | 81287.36 | 0 | -218% | -52.1339
San Francisco | 14522118 | 1 | 14522117 | 49056 | 7120.24 | 3251.49 | 7120.24 | 153226.53 | 81287.35 | 0 | -88% | -157.6642

## resultsA_7
City | Electric_Heater_kWh_consumption_annual | Electric_Load_kWh_annual | Grid_Electricity_Supplied_kWh_annual | Electric_Heater_Thermal_Production_MMBtu_annual | Annual_Total_HeatingLoad_MMBtu | Annual_Boiler_Fuel_HeatingLoad_MMBtu | Total_Annual_Emissions_CO2 | ElecUtility_Annual_Emissions_CO2 | BAU_Total_Annual_Emissions_CO2 | LifeCycle_Emissions_CO2 | BAU_LifeCycle_Emissions_CO2 | NG_LifeCycle_Emissions_CO2 | LifeCycle_Emission_Reduction_Fraction | Breakeven_Cost_of_Emissions_Reduction
Chicago | 14522118 | 1 | 14522117 | 49056 | 49056 | 61320 | 10532.22 | 10532.22 | 3251.49 | 226651.82 | 81287.36 | 0 | -179% | -66.0683
Boston | 14522118 | 1 | 14522117 | 49056 | 49056 | 61320 | 7066.13 | 7066.13 | 3251.49 | 152062.14 | 81287.35 | 0 | -87% | -140.6372
Houston | 14522118 | 1 | 14522117 | 49056 | 49056 | 61320 | 12000.68 | 12000.68 | 3251.49 | 258253.05 | 81287.36 | 0 | -218% | -52.1339
San Francisco | 14522118 | 1 | 14522117 | 49056 | 49056 | 61320 | 7120.24 | 7120.24 | 3251.49 | 153226.53 | 81287.35 | 0 | -88% | -157.6642

## resultsA_8
City | Electric_Heater_kWh_consumption_annual | Grid_Electricity_Supplied_kWh_annual | Electric_Heater_Thermal_Production_MMBtu_annual | Annual_Total_HeatingLoad_MMBtu | Annual_Boiler_Fuel_HeatingLoad_MMBtu | Existing_Boiler_Fuel_Consump_MMBtu | Existing_Boiler_Thermal_Prod_MMBtu | Total_Annual_Emissions_CO2 | ElecUtility_Annual_Emissions_CO2 | BAU_Total_Annual_Emissions_CO2 | LifeCycle_Emissions_CO2 | BAU_LifeCycle_Emissions_CO2 | NG_LifeCycle_Emissions_CO2 | LifeCycle_Emission_Reduction_Fraction | Breakeven_Cost_of_Emissions_Reduction
Chicago | 14522118 | 14522117 | 49056 | 49056 | 61320 | 0 | 0 | 10532.22 | 10532.22 | 3251.49 | 226651.82 | 81287.36 | 0 | -179% | -66.0683
Boston | 14522118 | 14522117 | 49056 | 49056 | 61320 | 0 | 0 | 7066.13 | 7066.13 | 3251.49 | 152062.14 | 81287.35 | 0 | -87% | -140.6372
Houston | 14522118 | 14522117 | 49056 | 49056 | 61320 | 0 | 0 | 12000.68 | 12000.68 | 3251.49 | 258253.05 | 81287.36 | 0 | -218% | -52.1339
San Francisco | 14522118 | 14522117 | 49056 | 49056 | 61320 | 0 | 0 | 7120.24 | 7120.24 | 3251.49 | 153226.53 | 81287.35 | 0 | -88% | -157.6642

## resultsA_9
City | Electric_Heater_kWh_consumption_annual | Grid_Electricity_Supplied_kWh_annual | Electric_Heater_Thermal_Production_MMBtu_annual | Annual_Total_HeatingLoad_MMBtu | Annual_Boiler_Fuel_HeatingLoad_MMBtu | Existing_Boiler_Fuel_Consump_MMBtu | Existing_Boiler_Thermal_Prod_MMBtu | Total_Annual_Emissions_CO2 | ElecUtility_Annual_Emissions_CO2 | BAU_Total_Annual_Emissions_CO2 | LifeCycle_Emissions_CO2 | BAU_LifeCycle_Emissions_CO2 | NG_LifeCycle_Emissions_CO2 | LifeCycle_Emission_Reduction_Fraction | Breakeven_Cost_of_Emissions_Reduction
Chicago | 14522118 | 14522117 | 49056 | 49056 | 61320 | 61320 | 49056 | 10532.22 | 10532.22 | 3251.49 | 226651.82 | 81287.36 | 0 | -179% | -66.0683
Boston | 14522118 | 14522117 | 49056 | 49056 | 61320 | 61320 | 49056 | 7066.13 | 7066.13 | 3251.49 | 152062.14 | 81287.35 | 0 | -87% | -140.6372
Houston | 14522118 | 14522117 | 49056 | 49056 | 61320 | 61320 | 49056 | 12000.68 | 12000.68 | 3251.49 | 258253.05 | 81287.36 | 0 | -218% | -52.1339
San Francisco | 14522118 | 14522117 | 49056 | 49056 | 61320 | 61320 | 49056 | 7120.24 | 7120.24 | 3251.49 | 153226.53 | 81287.35 | 0 | -88% | -157.6642

## resultsA_10
City | Electric_Heater_kWh_consumption_annual | Grid_Electricity_Supplied_kWh_annual | Electric_Heater_Thermal_Production_MMBtu_annual | Annual_Total_HeatingLoad_MMBtu | Annual_Boiler_Fuel_HeatingLoad_MMBtu | BAU_Existing_Boiler_Fuel_Consump_MMBtu | BAU_Existing_Boiler_Thermal_Prod_MMBtu | Total_Annual_Emissions_CO2 | ElecUtility_Annual_Emissions_CO2 | BAU_Total_Annual_Emissions_CO2 | LifeCycle_Emissions_CO2 | BAU_LifeCycle_Emissions_CO2 | NG_LifeCycle_Emissions_CO2 | LifeCycle_Emission_Reduction_Fraction | Breakeven_Cost_of_Emissions_Reduction
Chicago | 14522118 | 14522117 | 49056 | 49056 | 61320 | 61320 | 49056 | 10532.22 | 10532.22 | 3251.49 | 226651.82 | 81287.36 | 0 | -1.79 | -66.0683
Boston | 14522118 | 14522117 | 49056 | 49056 | 61320 | 61320 | 49056 | 7066.13 | 7066.13 | 3251.49 | 152062.14 | 81287.35 | 0 | -0.87 | -140.6372
Houston | 14522118 | 14522117 | 49056 | 49056 | 61320 | 61320 | 49056 | 12000.68 | 12000.68 | 3251.49 | 258253.05 | 81287.36 | 0 | -2.18 | -52.1339
San Francisco | 14522118 | 14522117 | 49056 | 49056 | 61320 | 61320 | 49056 | 7120.24 | 7120.24 | 3251.49 | 153226.53 | 81287.35 | 0 | -0.88 | -157.6642

## resultsA_12
City | Electric_Heater_kWh_consumption_annual | Grid_Electricity_Supplied_kWh_annual | Electric_Heater_Thermal_Production_MMBtu_annual | Annual_Total_HeatingLoad_MMBtu | Annual_Boiler_Fuel_HeatingLoad_MMBtu | BAU_Existing_Boiler_Fuel_Consump_MMBtu | BAU_Existing_Boiler_Thermal_Prod_MMBtu | Total_Annual_Emissions_CO2 | ElecUtility_Annual_Emissions_CO2 | BAU_Total_Annual_Emissions_CO2 | LifeCycle_Emissions_CO2 | BAU_LifeCycle_Emissions_CO2 | NG_LifeCycle_Emissions_CO2 | LifeCycle_Emission_Reduction_Fraction | Breakeven_Cost_of_Emissions_Reduction
Chicago | 14522118 | 14522116 | 49056 | 49056 | 61320 | 61320 | 49056 | 10532.22 | 10532.22 | 3251.49 | 226651.81 | 81287.34 | 0 | -179% | -66.0683
Boston | 14522118 | 14522116 | 49056 | 49056 | 61320 | 61320 | 49056 | 7066.13 | 7066.13 | 3251.49 | 152062.13 | 81287.34 | 0 | -87% | -140.6372
Houston | 14522118 | 14522116 | 49056 | 49056 | 61320 | 61320 | 49056 | 12000.68 | 12000.68 | 3251.49 | 258253.03 | 81287.34 | 0 | -218% | -52.1339
San Francisco | 14522118 | 14522116 | 49056 | 49056 | 61320 | 61320 | 49056 | 7120.24 | 7120.24 | 3251.49 | 153226.52 | 81287.34 | 0 | -88% | -157.6642

## resultsB_4
City | PV_size_kW | PV_Production_kWh | Battery_size_kWh | Electric_Heater_kWh_consumption_annual | Grid_Electricity_Supplied_kWh_annual | Electric_Heater_Thermal_Production_MMBtu_annual | Annual_Total_HeatingLoad_MMBtu | Annual_Boiler_Fuel_HeatingLoad_MMBtu | BAU_Existing_Boiler_Fuel_Consump_MMBtu | BAU_Existing_Boiler_Thermal_Prod_MMBtu | NG_Annual_Consumption_MMBtu | Total_Annual_Emissions_CO2 | ElecUtility_Annual_Emissions_CO2 | BAU_Total_Annual_Emissions_CO2 | LifeCycle_Emissions_CO2 | BAU_LifeCycle_Emissions_CO2 | NG_LifeCycle_Emissions_CO2 | Breakeven_Cost_of_Emissions_Reduction | LifeCycle_Emission_Reduction_Fraction | npv
Chicago | 3068 | 3674072 | 0 | 3486148 | 5492 | 11776 | 49056 | 61320 | 61320 | 49056 | 46600 | 2471.17 | 0.22 | 3251.49 | 61778.39 | 81287.36 | 61773.68 | 222.9684 | 24% | -2741986.6
Boston | 2846 | 3342974 | 0 | 3583551 | 294593 | 12105 | 49056 | 61320 | 61320 | 49056 | 46188 | 2474.69 | 25.55 | 3251.49 | 61778.39 | 81287.35 | 61228.46 | 186.8662 | 24% | -2296535.78
Houston | 2671 | 3522433 | 0 | 3484951 | 5335 | 11772 | 49056 | 61320 | 61320 | 49056 | 46605 | 2471.12 | -0.09 | 3251.49 | 61778.4 | 81287.36 | 61780.37 | 206.8552 | 24% | -2543875.48
San Francisco | 2471 | 3520904 | 0 | 3485307 | 1 | 11773 | 49056 | 61320 | 61320 | 49056 | 46603 | 2471.14 | 0 | 3251.49 | 61778.39 | 81287.35 | 61778.38 | 157.5718 | 24% | -1937771.89

## resultsB_5
City | PV_size_kW | PV_Production_kWh | Battery_size_kWh | Electric_Heater_kWh_consumption_annual | Grid_Electricity_Supplied_kWh_annual | Electric_Heater_Thermal_Production_MMBtu_annual | Annual_Total_HeatingLoad_MMBtu | Annual_Boiler_Fuel_HeatingLoad_MMBtu | BAU_Existing_Boiler_Fuel_Consump_MMBtu | BAU_Existing_Boiler_Thermal_Prod_MMBtu | NG_Annual_Consumption_MMBtu | Total_Annual_Emissions_CO2 | ElecUtility_Annual_Emissions_CO2 | BAU_Total_Annual_Emissions_CO2 | LifeCycle_Emissions_CO2 | BAU_LifeCycle_Emissions_CO2 | NG_LifeCycle_Emissions_CO2 | Breakeven_Cost_of_Emissions_Reduction | LifeCycle_Emission_Reduction_Fraction | npv
Chicago | 3232 | 3871065 | 0 | 3602275 | 5164 | 12169 | 49056 | 61320 | 61320 | 49056 | 46109 | 2445.15 | 0.21 | 3251.49 | 61128.1 | 81287.36 | 61123.66 | 228.0828 | 25% | -2898368.32
Boston | 2966 | 3483849 | 0 | 3709998 | 312757 | 12532 | 49056 | 61320 | 61320 | 49056 | 45654 | 2449.05 | 28.23 | 3251.49 | 61128.09 | 81287.35 | 60520.68 | 189.0616 | 25% | -2400831.28
Houston | 2787 | 3675183 | 0 | 3601155 | 4932 | 12165 | 49056 | 61320 | 61320 | 49056 | 46114 | 2445.11 | -0.08 | 3251.49 | 61128.1 | 81287.36 | 61129.93 | 208.838 | 25% | -2653831.78
San Francisco | 2575 | 3669146 | 0 | 3601484 | 0 | 12166 | 49056 | 61320 | 61320 | 49056 | 46113 | 2445.12 | 0 | 3251.49 | 61128.09 | 81287.35 | 61128.09 | 159.1239 | 25% | -2022109.01
| Test 2 | changed min=0.06
changed max=0.10

## resultsB_6
City | PV_size_kW | PV_Production_kWh | Battery_size_kWh | Electric_Heater_kWh_consumption_annual | Grid_Electricity_Supplied_kWh_annual | Electric_Heater_Thermal_Production_MMBtu_annual | Annual_Total_HeatingLoad_MMBtu | Annual_Boiler_Fuel_HeatingLoad_MMBtu | BAU_Existing_Boiler_Fuel_Consump_MMBtu | BAU_Existing_Boiler_Thermal_Prod_MMBtu | NG_Annual_Consumption_MMBtu | Total_Annual_Emissions_CO2 | ElecUtility_Annual_Emissions_CO2 | BAU_Total_Annual_Emissions_CO2 | LifeCycle_Emissions_CO2 | BAU_LifeCycle_Emissions_CO2 | NG_LifeCycle_Emissions_CO2 | Breakeven_Cost_of_Emissions_Reduction | LifeCycle_Emission_Reduction_Fraction | npv
Chicago | 3232 | 3871065 | 0 | 3602275 | 5164 | 12169 | 49056 | 61320 | 61320 | 49056 | 46109 | 2445.15 | 0.21 | 3251.49 | 61128.1 | 81287.36 | 61123.66 | 228.0828 | 25% | -2898368.32
Boston | 2966 | 3483849 | 0 | 3709998 | 312757 | 12532 | 49056 | 61320 | 61320 | 49056 | 45654 | 2449.05 | 28.23 | 3251.49 | 61128.09 | 81287.35 | 60520.68 | 189.0616 | 25% | -2400831.28
Houston | 2787 | 3675183 | 0 | 3601155 | 4932 | 12165 | 49056 | 61320 | 61320 | 49056 | 46114 | 2445.11 | -0.08 | 3251.49 | 61128.1 | 81287.36 | 61129.93 | 208.838 | 25% | -2653831.78
San Francisco | 2575 | 3669146 | 0 | 3601484 | 0 | 12166 | 49056 | 61320 | 61320 | 49056 | 46113 | 2445.12 | 0 | 3251.49 | 61128.09 | 81287.35 | 61128.09 | 159.1239 | 25% | -2022109.01
| Test 3 | changed min=0.06
changed max=0.23

## resultsB_7
City | PV_size_kW | PV_Production_kWh | Battery_size_kWh | Electric_Heater_kWh_consumption_annual | Grid_Electricity_Supplied_kWh_annual | Electric_Heater_Thermal_Production_MMBtu_annual | Annual_Total_HeatingLoad_MMBtu | Annual_Boiler_Fuel_HeatingLoad_MMBtu | BAU_Existing_Boiler_Fuel_Consump_MMBtu | BAU_Existing_Boiler_Thermal_Prod_MMBtu | NG_Annual_Consumption_MMBtu | Total_Annual_Emissions_CO2 | ElecUtility_Annual_Emissions_CO2 | BAU_Total_Annual_Emissions_CO2 | LifeCycle_Emissions_CO2 | BAU_LifeCycle_Emissions_CO2 | NG_LifeCycle_Emissions_CO2 | Breakeven_Cost_of_Emissions_Reduction | LifeCycle_Emission_Reduction_Fraction | npv
Chicago | 2540 | 3042038 | 0 | 3021644 | 6819 | 10207 | 49056 | 61320 | 61320 | 49056 | 48561 | 2575.22 | 0.27 | 3251.49 | 64379.59 | 81287.36 | 64373.73 | 212.3055 | 21% | -2262751.19
Boston | 2506 | 2942754 | 0 | 3045632 | 108751 | 10288 | 49056 | 61320 | 61320 | 49056 | 48460 | 2576.09 | 6.51 | 3251.49 | 64379.59 | 81287.35 | 64239.46 | 183.5986 | 21% | -1956426.15
Houston | 2291 | 3020129 | 0 | 3020209 | 5852 | 10202 | 49056 | 61320 | 61320 | 49056 | 48567 | 2575.17 | -0.1 | 3251.49 | 64379.59 | 81287.36 | 64381.76 | 205.3048 | 21% | -2188156.26
San Francisco | 2123 | 3024217 | 0 | 3020599 | 1 | 10204 | 49056 | 61320 | 61320 | 49056 | 48565 | 2575.18 | 0 | 3251.49 | 64379.59 | 81287.35 | 64379.58 | 156.3511 | 21% | -1666408.9
| Test 4 | changed min=0.01 |  | Also removed retire_in_optimal=false entirely from the JSON file as an input variable.
changed max=0.23

## resultsB_8
City | PV_size_kW | PV_Production_kWh | Battery_size_kWh | Electric_Heater_kWh_consumption_annual | Grid_Electricity_Supplied_kWh_annual | Electric_Heater_Thermal_Production_MMBtu_annual | Annual_Total_HeatingLoad_MMBtu | Annual_Boiler_Fuel_HeatingLoad_MMBtu | BAU_Existing_Boiler_Fuel_Consump_MMBtu | BAU_Existing_Boiler_Thermal_Prod_MMBtu | NG_Annual_Consumption_MMBtu | Total_Annual_Emissions_CO2 | ElecUtility_Annual_Emissions_CO2 | BAU_Total_Annual_Emissions_CO2 | LifeCycle_Emissions_CO2 | BAU_LifeCycle_Emissions_CO2 | NG_LifeCycle_Emissions_CO2 | Breakeven_Cost_of_Emissions_Reduction | LifeCycle_Emission_Reduction_Fraction | npv
Chicago | 2540 | 3042038 | 0 | 3021644 | 6819 | 10207 | 49056 | 61320 | 61320 | 49056 | 48561 | 2575.22 | 0.27 | 3251.49 | 64379.59 | 81287.36 | 64373.73 | 212.3055 | 21% | -2262751.19
Boston | 2506 | 2942754 | 0 | 3045632 | 108751 | 10288 | 49056 | 61320 | 61320 | 49056 | 48460 | 2576.09 | 6.51 | 3251.49 | 64379.59 | 81287.35 | 64239.46 | 183.5986 | 21% | -1956426.15
Houston | 2291 | 3020129 | 0 | 3020209 | 5852 | 10202 | 49056 | 61320 | 61320 | 49056 | 48567 | 2575.17 | -0.1 | 3251.49 | 64379.59 | 81287.36 | 64381.76 | 205.3048 | 21% | -2188156.26
San Francisco | 2123 | 3024217 | 0 | 3020599 | 1 | 10204 | 49056 | 61320 | 61320 | 49056 | 48565 | 2575.18 | 0 | 3251.49 | 64379.59 | 81287.35 | 64379.58 | 156.3511 | 21% | -1666408.9
| Test 5 | changed min=0.01 |  | Also removed the max input variable from the JSON file
removed max

## Task2.PartA
City | Electric Heater Annual Consumption (kWh) | Annual Grid-Supplied Electricity (kWh) | Electric Heater Annual Thermal Production (MMBtu) | Total Annual Heating Load (MMBtu) | Existing Boiler Annual Fuel Heating Load (MMBtu) | BAU Existing Boiler Fuel Consumption (MMBtu) | BAU Existing Boiler Thermal Production (MMBtu) | Total Annual Emissions CO2 | Electric Utility Annual Emissions CO2 | BAU Total Annual Emissions CO2 | LifeCycle Emissions CO2 | BAU LifeCycle Emissions CO2 | Natural Gas LifeCycle Emissions CO2 | LifeCycle Emissions Reduction Fraction | Breakeven Cost of Emissions Reduction | Net Present Value
Chicago | 14522118 | 14522117 | 49056 | 49056 | 61320 | 61320 | 49056 | 10532.22 | 10532.22 | 3251.49 | 226651.82 | 81287.36 | 0 | -179% | -66.0683 | -6274160.24
Boston | 14522118 | 14522117 | 49056 | 49056 | 61320 | 61320 | 49056 | 7066.13 | 7066.13 | 3251.49 | 152062.14 | 81287.35 | 0 | -87% | -140.6372 | -6588757.23
Houston | 14522118 | 14522117 | 49056 | 49056 | 61320 | 61320 | 49056 | 12000.68 | 12000.68 | 3251.49 | 258253.05 | 81287.36 | 0 | -218% | -52.1339 | -6013617.06
San Francisco | 14522118 | 14522117 | 49056 | 49056 | 61320 | 61320 | 49056 | 7120.24 | 7120.24 | 3251.49 | 153226.53 | 81287.35 | 0 | -88% | -157.6642 | -7504886.72
| Electric Heater A+B7:Q7nnual Consumption (kWh) | Annual Grid-Supplied Electricity (kWh) | Electric Heater Annual Thermal Production (MMBtu) | Total Annual Heating Load (MMBtu) | Existing Boiler Annual Fuel Heating Load (MMBtu) | BAU Existing Boiler Fuel Consumption (MMBtu) | BAU Existing Boiler Thermal Production (MMBtu) | Total Annual Emissions CO2 | Electric Utility Annual Emissions CO2 | BAU Total Annual Emissions CO2 | LifeCycle Emissions CO2 | BAU LifeCycle Emissions CO2 | Natural Gas LifeCycle Emissions CO2 | LifeCycle Emissions Reduction Fraction | Breakeven Cost of Emissions Reduction | Net Present Value

## Task2.PartB
City | PV size (kW) | PV Production (kWh) | Battery Size (kWh) | Electric Heater Annual Consumption (kWh) | Annual Grid-Supplied Electricity (kWh) | Electric Heater Annual Thermal Production (MMBtu) | Total Annual Heating Load (MMBtu) | Existing Boiler Annual Fuel Heating Load (MMBtu) | BAU Existing Boiler Fuel Consumption (MMBtu) | BAU Existing Boiler Thermal Production (MMBtu) | Natural Gas Annual Consumption (MMBtu) | Total Annual Emissions CO2 | Electric Utility Annual Emissions CO2 | BAU Total Annual Emissions CO2 | LifeCycle Emissions CO2 | BAU LifeCycle Emissions CO2 | Natural Gas LifeCycle Emissions CO2 | Breakeven Cost of Emissions Reduction | LifeCycle Emissions Reduction Fraction | Net Present Value
Chicago | 3068 | 3674072 | 0 | 3486148 | 5492 | 11776 | 49056 | 61320 | 61320 | 49056 | 46600 | 2471.17 | 0.22 | 3251.49 | 61778.39 | 81287.36 | 61773.68 | 222.9684 | 24% | -2741986.6
Boston | 2846 | 3342974 | 0 | 3583551 | 294593 | 12105 | 49056 | 61320 | 61320 | 49056 | 46188 | 2474.69 | 25.55 | 3251.49 | 61778.39 | 81287.35 | 61228.46 | 186.8662 | 24% | -2296535.78
Houston | 2671 | 3522433 | 0 | 3484951 | 5335 | 11772 | 49056 | 61320 | 61320 | 49056 | 46605 | 2471.12 | -0.09 | 3251.49 | 61778.4 | 81287.36 | 61780.37 | 206.8552 | 24% | -2543875.48
San Francisco | 2471 | 3520904 | 0 | 3485307 | 1 | 11773 | 49056 | 61320 | 61320 | 49056 | 46603 | 2471.14 | 0 | 3251.49 | 61778.39 | 81287.35 | 61778.38 | 157.5718 | 24% | -1937771.89
|  | kWh - PV kWh Production = |  | -187924 |  | 11775.7896 | <- converted Electric Heater kWh
|  |  |  | 240577 |  | 12104.8053 | consumption into MMBtu
|  |  |  | -37482 |  | 11771.7463 | Matches column G
|  |  |  | -35597 |  | 11772.9488

## Task2.PartC
City | PV size (kW) | PV Production (kWh) | Battery Size (kWh) | Electric Heater Annual Consumption (kWh) | Annual Grid-Supplied Electricity (kWh) | Electric Heater Annual Thermal Production (MMBtu) | Total Annual Heating Load (MMBtu) | Existing Boiler Annual Fuel Heating Load (MMBtu) | BAU Existing Boiler Fuel Consumption (MMBtu) | BAU Existing Boiler Thermal Production (MMBtu) | Natural Gas Annual Consumption (MMBtu) | Total Annual Emissions CO2 | Electric Utility Annual Emissions CO2 | BAU Total Annual Emissions CO2 | LifeCycle Emissions CO2 | BAU LifeCycle Emissions CO2 | Natural Gas LifeCycle Emissions CO2 | Breakeven Cost of Emissions Reduction | LifeCycle Emissions Reduction Fraction | Net Present Value
Chicago | 5971 | 7151613 | 6268 | 5809347 | 3276 | 19624 | 49056 | 61320 | 61320 | 49056 | 36790 | 1950.91 | 0.13 | 3251.49 | 48772.42 | 81287.36 | 48769.6 | 406.8814 | 40% | -8339592.28
Chicago | 9183 | 10997802 | 18729 | 8713792 | 3406 | 29435 | 49056 | 61320 | 61320 | 49056 | 24526 | 1300.62 | 0.14 | 3251.49 | 32514.94 | 81287.36 | 32512.02 | 512.0521 | 60% | -15742760.09
Chicago | 14311 | 17139849 | 29848 | 11618345 | 4245 | 39247 | 49056 | 61320 | 61320 | 49056 | 12261 | 650.32 | 0.17 | 3251.49 | 16257.47 | 81287.36 | 16253.83 | 677.8871 | 80% | -27788443.39
Chicago | 37354 | 44736675 | 121192 | 14522118 | 0 | 49056 | 49056 | 61320 | 61320 | 49056 | 0 | 0 | 0 | 3251.49 | 0 | 81287.36 | 0 | 1697.375 | 100% | -86975102.64

## resultsA_11
City | Electric_Heater_kWh_consumption_annual | Grid_Electricity_Supplied_kWh_annual | Electric_Heater_Thermal_Production_MMBtu_annual | Annual_Total_HeatingLoad_MMBtu | Annual_Boiler_Fuel_HeatingLoad_MMBtu | BAU_Existing_Boiler_Fuel_Consump_MMBtu | BAU_Existing_Boiler_Thermal_Prod_MMBtu | Total_Annual_Emissions_CO2 | ElecUtility_Annual_Emissions_CO2 | BAU_Total_Annual_Emissions_CO2 | LifeCycle_Emissions_CO2 | BAU_LifeCycle_Emissions_CO2 | NG_LifeCycle_Emissions_CO2 | LifeCycle_Emission_Reduction_Fraction | Breakeven_Cost_of_Emissions_Reduction | npv
Chicago | 14522118 | 14522117 | 49056 | 49056 | 61320 | 61320 | 49056 | 10532.22 | 10532.22 | 3251.49 | 226651.82 | 81287.36 | 0 | -1.79 | -66.0683 | -6274160.24
Boston | 14522118 | 14522117 | 49056 | 49056 | 61320 | 61320 | 49056 | 7066.13 | 7066.13 | 3251.49 | 152062.14 | 81287.35 | 0 | -0.87 | -140.6372 | -6588757.23
Houston | 14522118 | 14522117 | 49056 | 49056 | 61320 | 61320 | 49056 | 12000.68 | 12000.68 | 3251.49 | 258253.05 | 81287.36 | 0 | -2.18 | -52.1339 | -6013617.06
San Francisco | 14522118 | 14522117 | 49056 | 49056 | 61320 | 61320 | 49056 | 7120.24 | 7120.24 | 3251.49 | 153226.53 | 81287.35 | 0 | -0.88 | -157.6642 | -7504886.72

## Task2.PartA(updated)
City | Electric_Heater_kWh_consumption_annual | Grid_Electricity_Supplied_kWh_annual | Electric_Heater_Thermal_Production_MMBtu_annual | Annual_Total_HeatingLoad_MMBtu | Annual_Boiler_Fuel_HeatingLoad_MMBtu | BAU_Existing_Boiler_Fuel_Consump_MMBtu | BAU_Existing_Boiler_Thermal_Prod_MMBtu | Total_Annual_Emissions_CO2 | ElecUtility_Annual_Emissions_CO2 | BAU_Total_Annual_Emissions_CO2 | LifeCycle_Emissions_CO2 | BAU_LifeCycle_Emissions_CO2 | NG_LifeCycle_Emissions_CO2 | LifeCycle_Emission_Reduction_Fraction | Breakeven_Cost_of_Emissions_Reduction | npv
Chicago | 13614485 | 13614484 | 45990 | 45990 | 61320 | 61320 | 45990 | 9873.95 | 9873.95 | 3251.49 | 212486.08 | 81287.36 | 0 | -161% | -65.966 | -5661648.21
Boston | 13614485 | 13614484 | 45990 | 45990 | 61320 | 61320 | 45990 | 6624.5 | 6624.5 | 3251.49 | 142558.26 | 81287.35 | 0 | -75% | -143.7665 | -5853986.51
Houston | 13614485 | 13614484 | 45990 | 45990 | 61320 | 61320 | 45990 | 11250.64 | 11250.64 | 3251.49 | 242112.23 | 81287.36 | 0 | -198% | -52.2388 | -5481819.5
San Francisco | 13614485 | 13614484 | 45990 | 45990 | 61320 | 61320 | 45990 | 6675.22 | 6675.22 | 3251.49 | 143649.88 | 81287.35 | 0 | -77% | -163.7116 | -6781392.29

## Task2.PartB(updated)
City | PV_size_kW | PV_Production_kWh | Battery_size_kWh | Electric_Heater_kWh_consumption_annual | Grid_Electricity_Supplied_kWh_annual | Electric_Heater_Thermal_Production_MMBtu_annual | Annual_Total_HeatingLoad_MMBtu | Annual_Boiler_Fuel_HeatingLoad_MMBtu | BAU_Existing_Boiler_Fuel_Consump_MMBtu | BAU_Existing_Boiler_Thermal_Prod_MMBtu | NG_Annual_Consumption_MMBtu | Total_Annual_Emissions_CO2 | ElecUtility_Annual_Emissions_CO2 | BAU_Total_Annual_Emissions_CO2 | LifeCycle_Emissions_CO2 | BAU_LifeCycle_Emissions_CO2 | NG_LifeCycle_Emissions_CO2 | Breakeven_Cost_of_Emissions_Reduction | LifeCycle_Emission_Reduction_Fraction | npv
Chicago | 8532 | 10218393 | 18193 | 13614485 | 5624132 | 45990 | 45990 | 61320 | 61320 | 45990 | 0 | 2832.99 | 2832.99 | 3251.49 | 60965.52 | 81287.36 | 0 | 1528.6207 | 25% | -18212119.96
Boston | 5317 | 6245185 | 7473 | 13614485 | 8262935 | 45990 | 45990 | 61320 | 61320 | 45990 | 0 | 2832.99 | 2832.99 | 3251.49 | 60965.51 | 81287.35 | 0 | 957.2498 | 25% | -11404757.71
Houston | 8200 | 10811776 | 19889 | 13614485 | 4607425 | 45990 | 45990 | 61320 | 61320 | 45990 | 0 | 2832.99 | 2832.99 | 3251.49 | 60965.52 | 81287.36 | 0 | 1542.4716 | 25% | -18377140.97
San Francisco | 5664 | 8069281 | 9967 | 13614485 | 6963924 | 45990 | 45990 | 61320 | 61320 | 45990 | 0 | 2832.99 | 2832.99 | 3251.49 | 60965.51 | 81287.35 | 0 | 1049.8194 | 25% | -12507639.51

## Task2.PartC(updated)
City | PV_size_kW | PV_Production_kWh | Battery_size_kWh | Electric_Heater_kWh_consumption_annual | Grid_Electricity_Supplied_kWh_annual | Electric_Heater_Thermal_Production_MMBtu_annual | Annual_Total_HeatingLoad_MMBtu | Annual_Boiler_Fuel_HeatingLoad_MMBtu | BAU_Existing_Boiler_Fuel_Consump_MMBtu | BAU_Existing_Boiler_Thermal_Prod_MMBtu | NG_Annual_Consumption_MMBtu | Total_Annual_Emissions_CO2 | ElecUtility_Annual_Emissions_CO2 | BAU_Total_Annual_Emissions_CO2 | LifeCycle_Emissions_CO2 | BAU_LifeCycle_Emissions_CO2 | NG_LifeCycle_Emissions_CO2 | Breakeven_Cost_of_Emissions_Reduction | LifeCycle_Emission_Reduction_Fraction | npv
Chicago | 3071 | 3677688 | 0 | 3404304 | 4761 | 11500 | 45990 | 61320 | 61320 | 45990 | 45987 | 2438.65 | 0.19 | 3251.49 | 60965.52 | 81287.36 | 60961.43 | 210.8513 | 25% | -2701022.25
Chicago | 7115 | 8521096 | 11514 | 6807692 | 3137 | 22997 | 45990 | 61320 | 61320 | 45990 | 30658 | 1625.76 | 0.13 | 3251.49 | 40643.68 | 81287.36 | 40640.98 | 420.2966 | 50% | -10768134.27
Chicago | 11644 | 13945476 | 25145 | 10211400 | 3730 | 34494 | 45990 | 61320 | 61320 | 45990 | 15328 | 812.89 | 0.15 | 3251.49 | 20321.84 | 81287.36 | 20318.63 | 591.482 | 75% | -22730981.51
Chicago | 35019 | 41940634 | 113618 | 13614485 | 0 | 45990 | 45990 | 61320 | 61320 | 45990 | 0 | 0 | 0 | 3251.49 | 0 | 81287.36 | 0 | 1586.3236 | 100% | -81284720.05

## resultsA_13
City | Electric_Heater_kWh_consumption_annual | Grid_Electricity_Supplied_kWh_annual | Electric_Heater_Thermal_Production_MMBtu_annual | Annual_Total_HeatingLoad_MMBtu | Annual_Boiler_Fuel_HeatingLoad_MMBtu | BAU_Existing_Boiler_Fuel_Consump_MMBtu | BAU_Existing_Boiler_Thermal_Prod_MMBtu | Total_Annual_Emissions_CO2 | ElecUtility_Annual_Emissions_CO2 | BAU_Total_Annual_Emissions_CO2 | LifeCycle_Emissions_CO2 | BAU_LifeCycle_Emissions_CO2 | NG_LifeCycle_Emissions_CO2 | LifeCycle_Emission_Reduction_Fraction | Breakeven_Cost_of_Emissions_Reduction | npv
Chicago | 13614485 | 13614484 | 45990 | 45990 | 61320 | 61320 | 45990 | 9873.95 | 9873.95 | 3251.49 | 212486.08 | 81287.36 | 0 | -1.61 | -65.966 | -5661648.21
Boston | 13614485 | 13614484 | 45990 | 45990 | 61320 | 61320 | 45990 | 6624.5 | 6624.5 | 3251.49 | 142558.26 | 81287.35 | 0 | -0.75 | -143.7665 | -5853986.51
Houston | 13614485 | 13614484 | 45990 | 45990 | 61320 | 61320 | 45990 | 11250.64 | 11250.64 | 3251.49 | 242112.23 | 81287.36 | 0 | -1.98 | -52.2388 | -5481819.5
San Francisco | 13614485 | 13614484 | 45990 | 45990 | 61320 | 61320 | 45990 | 6675.22 | 6675.22 | 3251.49 | 143649.88 | 81287.35 | 0 | -0.77 | -163.7116 | -6781392.29

## resultsB_9
City | PV_size_kW | PV_Production_kWh | Battery_size_kWh | Electric_Heater_kWh_consumption_annual | Grid_Electricity_Supplied_kWh_annual | Electric_Heater_Thermal_Production_MMBtu_annual | Annual_Total_HeatingLoad_MMBtu | Annual_Boiler_Fuel_HeatingLoad_MMBtu | BAU_Existing_Boiler_Fuel_Consump_MMBtu | BAU_Existing_Boiler_Thermal_Prod_MMBtu | NG_Annual_Consumption_MMBtu | Total_Annual_Emissions_CO2 | ElecUtility_Annual_Emissions_CO2 | BAU_Total_Annual_Emissions_CO2 | LifeCycle_Emissions_CO2 | BAU_LifeCycle_Emissions_CO2 | NG_LifeCycle_Emissions_CO2 | Breakeven_Cost_of_Emissions_Reduction | LifeCycle_Emission_Reduction_Fraction | npv
Chicago | 8986 | 10761435 | 19160 | 14338009 | 5923019 | 48434 | 48434 | 64579 | 64579 | 48434 | 0 | 2983.54 | 2983.54 | 3424.29 | 64205.45 | 85607.26 | 0 | 1528.6038 | 0.25 | -19179977.83
Boston | 5600 | 6577077 | 7871 | 14338009 | 8702057 | 48434 | 48434 | 64579 | 64579 | 48434 | 0 | 2983.54 | 2983.54 | 3424.29 | 64205.44 | 85607.26 | 0 | 957.2393 | 0.25 | -12010847.74
Houston | 8371 | 11036987 | 20304 | 13898073 | 4703399 | 46948 | 46948 | 62597 | 62597 | 46948 | 0 | 2892 | 2892 | 3319.22 | 62235.44 | 82980.59 | 0 | 1542.4669 | 0.25 | -18759940.35
San Francisco | 5831 | 8307281 | 10261 | 14016035 | 7169322 | 47346 | 47346 | 63129 | 63129 | 47346 | 0 | 2916.55 | 2916.55 | 3347.4 | 62763.66 | 83684.88 | 0 | 1049.8237 | 0.25 | -12876546.5

## resultsC_4
City | PV_size_kW | PV_Production_kWh | Battery_size_kWh | Electric_Heater_kWh_consumption_annual | Grid_Electricity_Supplied_kWh_annual | Electric_Heater_Thermal_Production_MMBtu_annual | Annual_Total_HeatingLoad_MMBtu | Annual_Boiler_Fuel_HeatingLoad_MMBtu | BAU_Existing_Boiler_Fuel_Consump_MMBtu | BAU_Existing_Boiler_Thermal_Prod_MMBtu | NG_Annual_Consumption_MMBtu | Total_Annual_Emissions_CO2 | ElecUtility_Annual_Emissions_CO2 | BAU_Total_Annual_Emissions_CO2 | LifeCycle_Emissions_CO2 | BAU_LifeCycle_Emissions_CO2 | NG_LifeCycle_Emissions_CO2 | Breakeven_Cost_of_Emissions_Reduction | LifeCycle_Emission_Reduction_Fraction | npv
Chicago | 8532 | 10218393 | 18193 | 13614485 | 5624132 | 45990 | 45990 | 61320 | 61320 | 45990 | 0 | 2832.99 | 2832.99 | 3251.49 | 60965.52 | 81287.36 | 0 | 1528.6207 | 0.25 | -18212119.96
Chicago | 10803 | 12937831 | 24272 | 13614485 | 3952540 | 45990 | 45990 | 61320 | 61320 | 45990 | 0 | 1888.66 | 1888.66 | 3251.49 | 40643.68 | 81287.36 | 0 | 849.9548 | 0.5 | -21268452.42
Chicago | 16459 | 19712511 | 32628 | 13614485 | 2068988 | 45990 | 45990 | 61320 | 61320 | 45990 | 0 | 944.33 | 944.33 | 3251.49 | 20321.84 | 81287.36 | 0 | 843.1187 | 0.75 | -32149796.21
Chicago | 35019 | 41940634 | 113618 | 13614485 | 0 | 45990 | 45990 | 61320 | 61320 | 45990 | 0 | 0 | 0 | 3251.49 | 0 | 81287.36 | 0 | 1586.3236 | 1 | -81284720.05

## resultsD_0
City | PV_size_kW | PV_Production_kWh | Battery_size_kWh | Electric_Heater_kWh_consumption_annual | Grid_Electricity_Supplied_kWh_annual | Electric_Heater_Thermal_Production_MMBtu_annual | Annual_Total_HeatingLoad_MMBtu | Annual_Boiler_Fuel_HeatingLoad_MMBtu | BAU_Existing_Boiler_Fuel_Consump_MMBtu | BAU_Existing_Boiler_Thermal_Prod_MMBtu | NG_Annual_Consumption_MMBtu | Total_Annual_Emissions_CO2 | ElecUtility_Annual_Emissions_CO2 | BAU_Total_Annual_Emissions_CO2 | LifeCycle_Emissions_CO2 | BAU_LifeCycle_Emissions_CO2 | NG_LifeCycle_Emissions_CO2 | Breakeven_Cost_of_Emissions_Reduction | LifeCycle_Emission_Reduction_Fraction | npv
Chicago | 3234 | 3873134 | 0 | 3585221 | 5014 | 12111 | 48434 | 64579 | 64579 | 48434 | 48431 | 2568.25 | 0.2 | 3424.29 | 64205.45 | 85607.26 | 64201.14 | 210.8506 | 0.25 | -2844564.4
Boston | 2909 | 3417017 | 0 | 3723123 | 385780 | 12577 | 48434 | 64579 | 64579 | 48434 | 47810 | 2573.57 | 38.46 | 3424.29 | 64205.44 | 85607.26 | 63377.77 | 170.68 | 0.25 | -2300576.81
Houston | 2697 | 3555953 | 0 | 3474229 | 4632 | 11736 | 46948 | 62597 | 62597 | 46948 | 46949 | 2489.41 | -0.08 | 3319.22 | 62235.44 | 82980.59 | 62237.16 | 193.3271 | 0.25 | -2528140.56
San Francisco | 2512 | 3578632 | 0 | 3504009 | 1 | 11837 | 47346 | 63129 | 63129 | 47346 | 47346 | 2510.55 | 0 | 3347.4 | 62763.66 | 83684.88 | 62763.66 | 144.6587 | 0.25 | -1907751.6

## resultsE_0
City | PV_size_kW | PV_Production_kWh | Battery_size_kWh | Electric_Heater_kWh_consumption_annual | Grid_Electricity_Supplied_kWh_annual | Electric_Heater_Thermal_Production_MMBtu_annual | Annual_Total_HeatingLoad_MMBtu | Annual_Boiler_Fuel_HeatingLoad_MMBtu | BAU_Existing_Boiler_Fuel_Consump_MMBtu | BAU_Existing_Boiler_Thermal_Prod_MMBtu | NG_Annual_Consumption_MMBtu | Total_Annual_Emissions_CO2 | ElecUtility_Annual_Emissions_CO2 | BAU_Total_Annual_Emissions_CO2 | LifeCycle_Emissions_CO2 | BAU_LifeCycle_Emissions_CO2 | NG_LifeCycle_Emissions_CO2 | Breakeven_Cost_of_Emissions_Reduction | LifeCycle_Emission_Reduction_Fraction | npv
Chicago | 3071 | 3677688 | 0 | 3404304 | 4761 | 11500 | 45990 | 61320 | 61320 | 45990 | 45987 | 2438.65 | 0.19 | 3251.49 | 60965.52 | 81287.36 | 60961.43 | 210.8513 | 0.25 | -2701022.25
Chicago | 7115 | 8521096 | 11514 | 6807692 | 3137 | 22997 | 45990 | 61320 | 61320 | 45990 | 30658 | 1625.76 | 0.13 | 3251.49 | 40643.68 | 81287.36 | 40640.98 | 420.2966 | 0.5 | -10768134.27
Chicago | 11644 | 13945476 | 25145 | 10211400 | 3730 | 34494 | 45990 | 61320 | 61320 | 45990 | 15328 | 812.89 | 0.15 | 3251.49 | 20321.84 | 81287.36 | 20318.63 | 591.482 | 0.75 | -22730981.51
Chicago | 35019 | 41940634 | 113618 | 13614485 | 0 | 45990 | 45990 | 61320 | 61320 | 45990 | 0 | 0 | 0 | 3251.49 | 0 | 81287.36 | 0 | 1586.3236 | 1 | -81284720.05

## resultsA_14
City | Electric_Heater_kWh_consumption_annual | Grid_Electricity_Supplied_kWh_annual | Electric_Heater_Thermal_Production_MMBtu_annual | Annual_Total_HeatingLoad_MMBtu | Annual_Boiler_Fuel_HeatingLoad_MMBtu | BAU_Existing_Boiler_Fuel_Consump_MMBtu | BAU_Existing_Boiler_Thermal_Prod_MMBtu | Total_Annual_Emissions_CO2 | ElecUtility_Annual_Emissions_CO2 | BAU_Total_Annual_Emissions_CO2 | LifeCycle_Emissions_CO2 | BAU_LifeCycle_Emissions_CO2 | NG_LifeCycle_Emissions_CO2 | LifeCycle_Emission_Reduction_Fraction | Breakeven_Cost_of_Emissions_Reduction | npv
Chicago | 13614485 | 13614484 | 45990 | 45990 | 61320 | 61320 | 45990 | 9873.95 | 9873.95 | 3251.49 | 212486.08 | 81287.36 | 0 | -1.61 | -65.966 | -5661648.21
Boston | 13614485 | 13614484 | 45990 | 45990 | 61320 | 61320 | 45990 | 6624.5 | 6624.5 | 3251.49 | 142558.26 | 81287.35 | 0 | -0.75 | -143.7665 | -5853986.51
Houston | 13614485 | 13614484 | 45990 | 45990 | 61320 | 61320 | 45990 | 11250.64 | 11250.64 | 3251.49 | 242112.23 | 81287.36 | 0 | -1.98 | -52.2388 | -5481819.5
San Francisco | 13614485 | 13614484 | 45990 | 45990 | 61320 | 61320 | 45990 | 6675.22 | 6675.22 | 3251.49 | 143649.88 | 81287.35 | 0 | -0.77 | -163.7116 | -6781392.29

## resultsA_15
City | Electric_Heater_kWh_consumption_annual | Grid_Electricity_Supplied_kWh_annual | Electric_Heater_Thermal_Production_MMBtu_annual | Annual_Total_HeatingLoad_MMBtu | Annual_Boiler_Fuel_HeatingLoad_MMBtu | BAU_Existing_Boiler_Fuel_Consump_MMBtu | BAU_Existing_Boiler_Thermal_Prod_MMBtu | Total_Annual_Emissions_CO2 | ElecUtility_Annual_Emissions_CO2 | BAU_Total_Annual_Emissions_CO2 | LifeCycle_Emissions_CO2 | BAU_LifeCycle_Emissions_CO2 | NG_LifeCycle_Emissions_CO2 | LifeCycle_Emission_Reduction_Fraction | Breakeven_Cost_of_Emissions_Reduction | npv
Chicago | 13614485 | 13614484 | 45990 | 45990 | 61320 | 61320 | 45990 | 9873.95 | 9873.95 | 3251.49 | 212486.08 | 81287.36 | 0 | -161% | -65.966 | -5661648.21
Boston | 13614485 | 13614484 | 45990 | 45990 | 61320 | 61320 | 45990 | 6624.5 | 6624.5 | 3251.49 | 142558.26 | 81287.35 | 0 | -75% | -143.7665 | -5853986.51
Houston | 13614485 | 13614484 | 45990 | 45990 | 61320 | 61320 | 45990 | 11250.64 | 11250.64 | 3251.49 | 242112.23 | 81287.36 | 0 | -198% | -52.2388 | -5481819.5
San Francisco | 13614485 | 13614484 | 45990 | 45990 | 61320 | 61320 | 45990 | 6675.22 | 6675.22 | 3251.49 | 143649.88 | 81287.35 | 0 | -77% | -163.7116 | -6781392.29

## resultsB_10
City | PV_size_kW | PV_Production_kWh | Battery_size_kWh | Electric_Heater_kWh_consumption_annual | Grid_Electricity_Supplied_kWh_annual | Electric_Heater_Thermal_Production_MMBtu_annual | Annual_Total_HeatingLoad_MMBtu | Annual_Boiler_Fuel_HeatingLoad_MMBtu | BAU_Existing_Boiler_Fuel_Consump_MMBtu | BAU_Existing_Boiler_Thermal_Prod_MMBtu | NG_Annual_Consumption_MMBtu | Total_Annual_Emissions_CO2 | ElecUtility_Annual_Emissions_CO2 | BAU_Total_Annual_Emissions_CO2 | LifeCycle_Emissions_CO2 | BAU_LifeCycle_Emissions_CO2 | NG_LifeCycle_Emissions_CO2 | Breakeven_Cost_of_Emissions_Reduction | LifeCycle_Emission_Reduction_Fraction | npv
Chicago | 8532 | 10218393 | 18193 | 13614485 | 5624132 | 45990 | 45990 | 61320 | 61320 | 45990 | 0 | 2832.99 | 2832.99 | 3251.49 | 60965.52 | 81287.36 | 0 | 1528.6207 | 0.25 | -18212119.96
Boston | 5317 | 6245185 | 7473 | 13614485 | 8262935 | 45990 | 45990 | 61320 | 61320 | 45990 | 0 | 2832.99 | 2832.99 | 3251.49 | 60965.51 | 81287.35 | 0 | 957.2498 | 0.25 | -11404757.71
Houston | 8200 | 10811776 | 19889 | 13614485 | 4607425 | 45990 | 45990 | 61320 | 61320 | 45990 | 0 | 2832.99 | 2832.99 | 3251.49 | 60965.52 | 81287.36 | 0 | 1542.4716 | 0.25 | -18377140.97
San Francisco | 5664 | 8069281 | 9967 | 13614485 | 6963924 | 45990 | 45990 | 61320 | 61320 | 45990 | 0 | 2832.99 | 2832.99 | 3251.49 | 60965.51 | 81287.35 | 0 | 1049.8194 | 0.25 | -12507639.51

## resultsC_5
City | PV_size_kW | PV_Production_kWh | Battery_size_kWh | Electric_Heater_kWh_consumption_annual | Grid_Electricity_Supplied_kWh_annual | Electric_Heater_Thermal_Production_MMBtu_annual | Annual_Total_HeatingLoad_MMBtu | Annual_Boiler_Fuel_HeatingLoad_MMBtu | BAU_Existing_Boiler_Fuel_Consump_MMBtu | BAU_Existing_Boiler_Thermal_Prod_MMBtu | NG_Annual_Consumption_MMBtu | Total_Annual_Emissions_CO2 | ElecUtility_Annual_Emissions_CO2 | BAU_Total_Annual_Emissions_CO2 | LifeCycle_Emissions_CO2 | BAU_LifeCycle_Emissions_CO2 | NG_LifeCycle_Emissions_CO2 | Breakeven_Cost_of_Emissions_Reduction | LifeCycle_Emission_Reduction_Fraction | npv
Chicago | 8532 | 10218393 | 18193 | 13614485 | 5624132 | 45990 | 45990 | 61320 | 61320 | 45990 | 0 | 2832.99 | 2832.99 | 3251.49 | 60965.52 | 81287.36 | 0 | 1528.6207 | 25% | -18212119.96
Chicago | 10803 | 12937831 | 24272 | 13614485 | 3952540 | 45990 | 45990 | 61320 | 61320 | 45990 | 0 | 1888.66 | 1888.66 | 3251.49 | 40643.68 | 81287.36 | 0 | 849.9548 | 50% | -21268452.42
Chicago | 16459 | 19712511 | 32628 | 13614485 | 2068988 | 45990 | 45990 | 61320 | 61320 | 45990 | 0 | 944.33 | 944.33 | 3251.49 | 20321.84 | 81287.36 | 0 | 843.1187 | 75% | -32149796.21
Chicago | 35019 | 41940634 | 113618 | 13614485 | 0 | 45990 | 45990 | 61320 | 61320 | 45990 | 0 | 0 | 0 | 3251.49 | 0 | 81287.36 | 0 | 1586.3236 | 100% | -81284720.05

## resultsD_1
City | PV_size_kW | PV_Production_kWh | Battery_size_kWh | Electric_Heater_kWh_consumption_annual | Grid_Electricity_Supplied_kWh_annual | Electric_Heater_Thermal_Production_MMBtu_annual | Annual_Total_HeatingLoad_MMBtu | Annual_Boiler_Fuel_HeatingLoad_MMBtu | BAU_Existing_Boiler_Fuel_Consump_MMBtu | BAU_Existing_Boiler_Thermal_Prod_MMBtu | NG_Annual_Consumption_MMBtu | Total_Annual_Emissions_CO2 | ElecUtility_Annual_Emissions_CO2 | BAU_Total_Annual_Emissions_CO2 | LifeCycle_Emissions_CO2 | BAU_LifeCycle_Emissions_CO2 | NG_LifeCycle_Emissions_CO2 | Breakeven_Cost_of_Emissions_Reduction | LifeCycle_Emission_Reduction_Fraction | npv
Chicago | 3071 | 3677688 | 0 | 3404304 | 4761 | 11500 | 45990 | 61320 | 61320 | 45990 | 45987 | 2438.65 | 0.19 | 3251.49 | 60965.52 | 81287.36 | 60961.43 | 210.8513 | 0.25 | -2701022.25
Boston | 2763 | 3244588 | 0 | 3535247 | 366313 | 11942 | 45990 | 61320 | 61320 | 45990 | 45397 | 2443.7 | 36.52 | 3251.49 | 60965.51 | 81287.35 | 60179.61 | 170.6802 | 0.25 | -2184485.35
Houston | 2642 | 3483393 | 0 | 3403337 | 4538 | 11497 | 45990 | 61320 | 61320 | 45990 | 45991 | 2438.61 | -0.08 | 3251.49 | 60965.52 | 81287.36 | 60967.2 | 193.3266 | 0.25 | -2476553.45
San Francisco | 2440 | 3476106 | 0 | 3403621 | 1 | 11497 | 45990 | 61320 | 61320 | 45990 | 45990 | 2438.62 | 0 | 3251.49 | 60965.51 | 81287.35 | 60965.51 | 144.6578 | 0.25 | -1853095.41

## resultsE_1
City | PV_size_kW | PV_Production_kWh | Battery_size_kWh | Electric_Heater_kWh_consumption_annual | Grid_Electricity_Supplied_kWh_annual | Electric_Heater_Thermal_Production_MMBtu_annual | Annual_Total_HeatingLoad_MMBtu | Annual_Boiler_Fuel_HeatingLoad_MMBtu | BAU_Existing_Boiler_Fuel_Consump_MMBtu | BAU_Existing_Boiler_Thermal_Prod_MMBtu | NG_Annual_Consumption_MMBtu | Total_Annual_Emissions_CO2 | ElecUtility_Annual_Emissions_CO2 | BAU_Total_Annual_Emissions_CO2 | LifeCycle_Emissions_CO2 | BAU_LifeCycle_Emissions_CO2 | NG_LifeCycle_Emissions_CO2 | Breakeven_Cost_of_Emissions_Reduction | LifeCycle_Emission_Reduction_Fraction | npv
Chicago | 3071 | 3677688 | 0 | 3404304 | 4761 | 11500 | 45990 | 61320 | 61320 | 45990 | 45987 | 2438.65 | 0.19 | 3251.49 | 60965.52 | 81287.36 | 60961.43 | 210.8513 | 25% | -2701022.25
Chicago | 7115 | 8521096 | 11514 | 6807692 | 3137 | 22997 | 45990 | 61320 | 61320 | 45990 | 30658 | 1625.76 | 0.13 | 3251.49 | 40643.68 | 81287.36 | 40640.98 | 420.2966 | 50% | -10768134.27
Chicago | 11644 | 13945476 | 25145 | 10211400 | 3730 | 34494 | 45990 | 61320 | 61320 | 45990 | 15328 | 812.89 | 0.15 | 3251.49 | 20321.84 | 81287.36 | 20318.63 | 591.482 | 75% | -22730981.51
Chicago | 35019 | 41940634 | 113618 | 13614485 | 0 | 45990 | 45990 | 61320 | 61320 | 45990 | 0 | 0 | 0 | 3251.49 | 0 | 81287.36 | 0 | 1586.3236 | 100% | -81284720.05

## resultsA_16
City | Electric_Heater_kWh_consumption_annual | Grid_Electricity_Supplied_kWh_annual | Electric_Heater_Thermal_Production_MMBtu_annual | Annual_Total_HeatingLoad_MMBtu | Annual_Boiler_Fuel_HeatingLoad_MMBtu | BAU_Existing_Boiler_Fuel_Consump_MMBtu | BAU_Existing_Boiler_Thermal_Prod_MMBtu | Total_Annual_Emissions_CO2 | ElecUtility_Annual_Emissions_CO2 | BAU_Total_Annual_Emissions_CO2 | LifeCycle_Emissions_CO2 | BAU_LifeCycle_Emissions_CO2 | NG_LifeCycle_Emissions_CO2 | Emissions_from_NG | LifeCycle_Emission_Reduction_Fraction | Breakeven_Cost_of_Emissions_Reduction | npv
Chicago | 13614485 | 13614484 | 45990 | 45990 | 61320 | 61320 | 45990 | 9873.95 | 9873.95 | 3251.49 | 212486.08 | 81287.36 | 0 | 0 | -1.61 | -65.966 | -5661648.21
Boston | 13614485 | 13614484 | 45990 | 45990 | 61320 | 61320 | 45990 | 6624.5 | 6624.5 | 3251.49 | 142558.26 | 81287.35 | 0 | 0 | -0.75 | -143.7665 | -5853986.51
Houston | 13614485 | 13614484 | 45990 | 45990 | 61320 | 61320 | 45990 | 11250.64 | 11250.64 | 3251.49 | 242112.23 | 81287.36 | 0 | 0 | -1.98 | -52.2388 | -5481819.5
San Francisco | 13614485 | 13614484 | 45990 | 45990 | 61320 | 61320 | 45990 | 6675.22 | 6675.22 | 3251.49 | 143649.88 | 81287.35 | 0 | 0 | -0.77 | -163.7116 | -6781392.29

## resultsB_11
City | PV_size_kW | PV_Production_kWh | Battery_size_kWh | Electric_Heater_kWh_consumption_annual | Grid_Electricity_Supplied_kWh_annual | Electric_Heater_Thermal_Production_MMBtu_annual | Annual_Total_HeatingLoad_MMBtu | Annual_Boiler_Fuel_HeatingLoad_MMBtu | BAU_Existing_Boiler_Fuel_Consump_MMBtu | BAU_Existing_Boiler_Thermal_Prod_MMBtu | NG_Annual_Consumption_MMBtu | Total_Annual_Emissions_CO2 | ElecUtility_Annual_Emissions_CO2 | BAU_Total_Annual_Emissions_CO2 | LifeCycle_Emissions_CO2 | BAU_LifeCycle_Emissions_CO2 | NG_LifeCycle_Emissions_CO2 | Emissions_from_NG | Breakeven_Cost_of_Emissions_Reduction | LifeCycle_Emission_Reduction_Fraction | npv
Chicago | 8532 | 10218393 | 18193 | 13614485 | 5624132 | 45990 | 45990 | 61320 | 61320 | 45990 | 0 | 2832.99 | 2832.99 | 3251.49 | 60965.52 | 81287.36 | 0 | 0 | 1528.6207 | 0.25 | -18212119.96
Boston | 5317 | 6245185 | 7473 | 13614485 | 8262935 | 45990 | 45990 | 61320 | 61320 | 45990 | 0 | 2832.99 | 2832.99 | 3251.49 | 60965.51 | 81287.35 | 0 | 0 | 957.2498 | 0.25 | -11404757.71
Houston | 8200 | 10811776 | 19889 | 13614485 | 4607425 | 45990 | 45990 | 61320 | 61320 | 45990 | 0 | 2832.99 | 2832.99 | 3251.49 | 60965.52 | 81287.36 | 0 | 0 | 1542.4716 | 0.25 | -18377140.97
San Francisco | 5664 | 8069281 | 9967 | 13614485 | 6963924 | 45990 | 45990 | 61320 | 61320 | 45990 | 0 | 2832.99 | 2832.99 | 3251.49 | 60965.51 | 81287.35 | 0 | 0 | 1049.8194 | 0.25 | -12507639.51

## resultsC_6
City | PV_size_kW | PV_Production_kWh | Battery_size_kWh | Electric_Heater_kWh_consumption_annual | Grid_Electricity_Supplied_kWh_annual | Electric_Heater_Thermal_Production_MMBtu_annual | Annual_Total_HeatingLoad_MMBtu | Annual_Boiler_Fuel_HeatingLoad_MMBtu | BAU_Existing_Boiler_Fuel_Consump_MMBtu | BAU_Existing_Boiler_Thermal_Prod_MMBtu | NG_Annual_Consumption_MMBtu | Total_Annual_Emissions_CO2 | ElecUtility_Annual_Emissions_CO2 | BAU_Total_Annual_Emissions_CO2 | LifeCycle_Emissions_CO2 | BAU_LifeCycle_Emissions_CO2 | NG_LifeCycle_Emissions_CO2 | Emissions_from_NG | Breakeven_Cost_of_Emissions_Reduction | LifeCycle_Emission_Reduction_Fraction | npv
Chicago | 8532 | 10218393 | 18193 | 13614485 | 5624132 | 45990 | 45990 | 61320 | 61320 | 45990 | 0 | 2832.99 | 2832.99 | 3251.49 | 60965.52 | 81287.36 | 0 | 0 | 1528.6207 | 0.25 | -18212119.96
Chicago | 10803 | 12937831 | 24272 | 13614485 | 3952540 | 45990 | 45990 | 61320 | 61320 | 45990 | 0 | 1888.66 | 1888.66 | 3251.49 | 40643.68 | 81287.36 | 0 | 0 | 849.9548 | 0.5 | -21268452.42
Chicago | 16459 | 19712511 | 32628 | 13614485 | 2068988 | 45990 | 45990 | 61320 | 61320 | 45990 | 0 | 944.33 | 944.33 | 3251.49 | 20321.84 | 81287.36 | 0 | 0 | 843.1187 | 0.75 | -32149796.21
Chicago | 35019 | 41940634 | 113618 | 13614485 | 0 | 45990 | 45990 | 61320 | 61320 | 45990 | 0 | 0 | 0 | 3251.49 | 0 | 81287.36 | 0 | 0 | 1586.3236 | 1 | -81284720.05

## resultsD_2
City | PV_size_kW | PV_Production_kWh | Battery_size_kWh | Electric_Heater_kWh_consumption_annual | Grid_Electricity_Supplied_kWh_annual | Electric_Heater_Thermal_Production_MMBtu_annual | Annual_Total_HeatingLoad_MMBtu | Annual_Boiler_Fuel_HeatingLoad_MMBtu | BAU_Existing_Boiler_Fuel_Consump_MMBtu | BAU_Existing_Boiler_Thermal_Prod_MMBtu | NG_Annual_Consumption_MMBtu | Total_Annual_Emissions_CO2 | ElecUtility_Annual_Emissions_CO2 | BAU_Total_Annual_Emissions_CO2 | LifeCycle_Emissions_CO2 | BAU_LifeCycle_Emissions_CO2 | NG_LifeCycle_Emissions_CO2 | Emissions_from_NG | Breakeven_Cost_of_Emissions_Reduction | LifeCycle_Emission_Reduction_Fraction | npv
Chicago | 3071 | 3677688 | 0 | 3404304 | 4761 | 11500 | 45990 | 61320 | 61320 | 45990 | 45987 | 2438.65 | 0.19 | 3251.49 | 60965.52 | 81287.36 | 60961.43 | 2438 | 210.8513 | 0.25 | -2701022.25
Boston | 2763 | 3244588 | 0 | 3535247 | 366313 | 11942 | 45990 | 61320 | 61320 | 45990 | 45397 | 2443.7 | 36.52 | 3251.49 | 60965.51 | 81287.35 | 60179.61 | 2407 | 170.6802 | 0.25 | -2184485.35
Houston | 2642 | 3483393 | 0 | 3403337 | 4538 | 11497 | 45990 | 61320 | 61320 | 45990 | 45991 | 2438.61 | -0.08 | 3251.49 | 60965.52 | 81287.36 | 60967.2 | 2439 | 193.3266 | 0.25 | -2476553.45
San Francisco | 2440 | 3476106 | 0 | 3403621 | 1 | 11497 | 45990 | 61320 | 61320 | 45990 | 45990 | 2438.62 | 0 | 3251.49 | 60965.51 | 81287.35 | 60965.51 | 2439 | 144.6578 | 0.25 | -1853095.41

## resultsE_2
City | PV_size_kW | PV_Production_kWh | Battery_size_kWh | Electric_Heater_kWh_consumption_annual | Grid_Electricity_Supplied_kWh_annual | Electric_Heater_Thermal_Production_MMBtu_annual | Annual_Total_HeatingLoad_MMBtu | Annual_Boiler_Fuel_HeatingLoad_MMBtu | BAU_Existing_Boiler_Fuel_Consump_MMBtu | BAU_Existing_Boiler_Thermal_Prod_MMBtu | NG_Annual_Consumption_MMBtu | Total_Annual_Emissions_CO2 | ElecUtility_Annual_Emissions_CO2 | BAU_Total_Annual_Emissions_CO2 | LifeCycle_Emissions_CO2 | BAU_LifeCycle_Emissions_CO2 | NG_LifeCycle_Emissions_CO2 | Emissions_from_NG | Breakeven_Cost_of_Emissions_Reduction | LifeCycle_Emission_Reduction_Fraction | npv
Chicago | 3071 | 3677688 | 0 | 3404304 | 4761 | 11500 | 45990 | 61320 | 61320 | 45990 | 45987 | 2438.65 | 0.19 | 3251.49 | 60965.52 | 81287.36 | 60961.43 | 2438 | 210.8513 | 25% | -2701022.25
Chicago | 7115 | 8521096 | 11514 | 6807692 | 3137 | 22997 | 45990 | 61320 | 61320 | 45990 | 30658 | 1625.76 | 0.13 | 3251.49 | 40643.68 | 81287.36 | 40640.98 | 1626 | 420.2966 | 50% | -10768134.27
Chicago | 11644 | 13945476 | 25145 | 10211400 | 3730 | 34494 | 45990 | 61320 | 61320 | 45990 | 15328 | 812.89 | 0.15 | 3251.49 | 20321.84 | 81287.36 | 20318.63 | 813 | 591.482 | 75% | -22730981.51
Chicago | 35019 | 41940634 | 113618 | 13614485 | 0 | 45990 | 45990 | 61320 | 61320 | 45990 | 0 | 0 | 0 | 3251.49 | 0 | 81287.36 | 0 | 0 | 1586.3236 | 100% | -81284720.05

## resultsA_17
City | Electric_Heater_kWh_consumption_annual | Grid_Electricity_Supplied_kWh_annual | Electric_Heater_Thermal_Production_MMBtu_annual | Annual_Total_HeatingLoad_MMBtu | Annual_Boiler_Fuel_HeatingLoad_MMBtu | BAU_Existing_Boiler_Fuel_Consump_MMBtu | BAU_Existing_Boiler_Thermal_Prod_MMBtu | Total_Annual_Emissions_CO2 | ElecUtility_Annual_Emissions_CO2 | BAU_Total_Annual_Emissions_CO2 | LifeCycle_Emissions_CO2 | BAU_LifeCycle_Emissions_CO2 | NG_LifeCycle_Emissions_CO2 | Emissions_from_NG | LifeCycle_Emission_Reduction_Fraction | Breakeven_Cost_of_Emissions_Reduction | npv
Chicago | 13614485 | 13614484 | 45990 | 45990 | 61320 | 61320 | 45990 | 9873.95 | 9873.95 | 3251.49 | 212486.08 | 81287.36 | 0 | 0 | -1.61 | -65.966 | -5661648.21
Boston | 13614485 | 13614484 | 45990 | 45990 | 61320 | 61320 | 45990 | 6624.5 | 6624.5 | 3251.49 | 142558.26 | 81287.35 | 0 | 0 | -0.75 | -143.7665 | -5853986.51
Houston | 13614485 | 13614484 | 45990 | 45990 | 61320 | 61320 | 45990 | 11250.64 | 11250.64 | 3251.49 | 242112.23 | 81287.36 | 0 | 0 | -1.98 | -52.2388 | -5481819.5
San Francisco | 13614485 | 13614484 | 45990 | 45990 | 61320 | 61320 | 45990 | 6675.22 | 6675.22 | 3251.49 | 143649.88 | 81287.35 | 0 | 0 | -0.77 | -163.7116 | -6781392.29

## resultsB_12
City | PV_size_kW | PV_Production_kWh | Battery_size_kWh | Electric_Heater_kWh_consumption_annual | Grid_Electricity_Supplied_kWh_annual | Electric_Heater_Thermal_Production_MMBtu_annual | Annual_Total_HeatingLoad_MMBtu | Annual_Boiler_Fuel_HeatingLoad_MMBtu | BAU_Existing_Boiler_Fuel_Consump_MMBtu | BAU_Existing_Boiler_Thermal_Prod_MMBtu | NG_Annual_Consumption_MMBtu | Total_Annual_Emissions_CO2 | ElecUtility_Annual_Emissions_CO2 | BAU_Total_Annual_Emissions_CO2 | LifeCycle_Emissions_CO2 | BAU_LifeCycle_Emissions_CO2 | NG_LifeCycle_Emissions_CO2 | Emissions_from_NG | Breakeven_Cost_of_Emissions_Reduction | LifeCycle_Emission_Reduction_Fraction | npv
Chicago | 8532 | 10218393 | 18193 | 13614485 | 5624132 | 45990 | 45990 | 61320 | 61320 | 45990 | 0 | 2832.99 | 2832.99 | 3251.49 | 60965.52 | 81287.36 | 0 | 0 | 1528.6207 | 0.25 | -18212119.96
Boston | 5317 | 6245185 | 7473 | 13614485 | 8262935 | 45990 | 45990 | 61320 | 61320 | 45990 | 0 | 2832.99 | 2832.99 | 3251.49 | 60965.51 | 81287.35 | 0 | 0 | 957.2498 | 0.25 | -11404757.71
Houston | 8200 | 10811776 | 19889 | 13614485 | 4607425 | 45990 | 45990 | 61320 | 61320 | 45990 | 0 | 2832.99 | 2832.99 | 3251.49 | 60965.52 | 81287.36 | 0 | 0 | 1542.4716 | 0.25 | -18377140.97
San Francisco | 5664 | 8069281 | 9967 | 13614485 | 6963924 | 45990 | 45990 | 61320 | 61320 | 45990 | 0 | 2832.99 | 2832.99 | 3251.49 | 60965.51 | 81287.35 | 0 | 0 | 1049.8194 | 0.25 | -12507639.51

## resultsC_7
City | PV_size_kW | PV_Production_kWh | Battery_size_kWh | Electric_Heater_kWh_consumption_annual | Grid_Electricity_Supplied_kWh_annual | Electric_Heater_Thermal_Production_MMBtu_annual | Annual_Total_HeatingLoad_MMBtu | Annual_Boiler_Fuel_HeatingLoad_MMBtu | BAU_Existing_Boiler_Fuel_Consump_MMBtu | BAU_Existing_Boiler_Thermal_Prod_MMBtu | NG_Annual_Consumption_MMBtu | Total_Annual_Emissions_CO2 | ElecUtility_Annual_Emissions_CO2 | BAU_Total_Annual_Emissions_CO2 | LifeCycle_Emissions_CO2 | BAU_LifeCycle_Emissions_CO2 | NG_LifeCycle_Emissions_CO2 | Emissions_from_NG | Breakeven_Cost_of_Emissions_Reduction | LifeCycle_Emission_Reduction_Fraction | npv
Chicago | 8532 | 10218393 | 18193 | 13614485 | 5624132 | 45990 | 45990 | 61320 | 61320 | 45990 | 0 | 2832.99 | 2832.99 | 3251.49 | 60965.52 | 81287.36 | 0 | 0 | 1528.6207 | 0.25 | -18212119.96
Chicago | 10803 | 12937831 | 24272 | 13614485 | 3952540 | 45990 | 45990 | 61320 | 61320 | 45990 | 0 | 1888.66 | 1888.66 | 3251.49 | 40643.68 | 81287.36 | 0 | 0 | 849.9548 | 0.5 | -21268452.42
Chicago | 16459 | 19712511 | 32628 | 13614485 | 2068988 | 45990 | 45990 | 61320 | 61320 | 45990 | 0 | 944.33 | 944.33 | 3251.49 | 20321.84 | 81287.36 | 0 | 0 | 843.1187 | 0.75 | -32149796.21
Chicago | 35019 | 41940634 | 113618 | 13614485 | 0 | 45990 | 45990 | 61320 | 61320 | 45990 | 0 | 0 | 0 | 3251.49 | 0 | 81287.36 | 0 | 0 | 1586.3236 | 1 | -81284720.05

## resultsD_3
City | PV_size_kW | PV_Production_kWh | Battery_size_kWh | Electric_Heater_kWh_consumption_annual | Grid_Electricity_Supplied_kWh_annual | Electric_Heater_Thermal_Production_MMBtu_annual | Annual_Total_HeatingLoad_MMBtu | Annual_Boiler_Fuel_HeatingLoad_MMBtu | BAU_Existing_Boiler_Fuel_Consump_MMBtu | BAU_Existing_Boiler_Thermal_Prod_MMBtu | NG_Annual_Consumption_MMBtu | Total_Annual_Emissions_CO2 | ElecUtility_Annual_Emissions_CO2 | BAU_Total_Annual_Emissions_CO2 | LifeCycle_Emissions_CO2 | BAU_LifeCycle_Emissions_CO2 | NG_LifeCycle_Emissions_CO2 | Emissions_from_NG | Breakeven_Cost_of_Emissions_Reduction | LifeCycle_Emission_Reduction_Fraction | npv
Chicago | 3071 | 3677688 | 0 | 3404304 | 4761 | 11500 | 45990 | 61320 | 61320 | 45990 | 45987 | 2438.65 | 0.19 | 3251.49 | 60965.52 | 81287.36 | 60961.43 | 2438 | 210.8513 | 0.25 | -2701022.25
Boston | 2763 | 3244588 | 0 | 3535247 | 366313 | 11942 | 45990 | 61320 | 61320 | 45990 | 45397 | 2443.7 | 36.52 | 3251.49 | 60965.51 | 81287.35 | 60179.61 | 2407 | 170.6802 | 0.25 | -2184485.35
Houston | 2642 | 3483393 | 0 | 3403337 | 4538 | 11497 | 45990 | 61320 | 61320 | 45990 | 45991 | 2438.61 | -0.08 | 3251.49 | 60965.52 | 81287.36 | 60967.2 | 2439 | 193.3266 | 0.25 | -2476553.45
San Francisco | 2440 | 3476106 | 0 | 3403621 | 1 | 11497 | 45990 | 61320 | 61320 | 45990 | 45990 | 2438.62 | 0 | 3251.49 | 60965.51 | 81287.35 | 60965.51 | 2439 | 144.6578 | 0.25 | -1853095.41

## resultsE_3
City | PV_size_kW | PV_Production_kWh | Battery_size_kWh | Electric_Heater_kWh_consumption_annual | Grid_Electricity_Supplied_kWh_annual | Electric_Heater_Thermal_Production_MMBtu_annual | Annual_Total_HeatingLoad_MMBtu | Annual_Boiler_Fuel_HeatingLoad_MMBtu | BAU_Existing_Boiler_Fuel_Consump_MMBtu | BAU_Existing_Boiler_Thermal_Prod_MMBtu | NG_Annual_Consumption_MMBtu | Total_Annual_Emissions_CO2 | ElecUtility_Annual_Emissions_CO2 | BAU_Total_Annual_Emissions_CO2 | LifeCycle_Emissions_CO2 | BAU_LifeCycle_Emissions_CO2 | NG_LifeCycle_Emissions_CO2 | Emissions_from_NG | Breakeven_Cost_of_Emissions_Reduction | LifeCycle_Emission_Reduction_Fraction | npv
Chicago | 568 | 680442 | 0 | 680981 | 1802 | 2300 | 45990 | 61320 | 61320 | 45990 | 58253 | 3088.93 | 0.07 | 3251.49 | 77222.99 | 81287.36 | 77221.44 | 3089 | 193.8405 | 0.05 | -496609.72
Chicago | 7115 | 8521096 | 11514 | 6807692 | 3137 | 22997 | 45990 | 61320 | 61320 | 45990 | 30658 | 1625.76 | 0.13 | 3251.49 | 40643.68 | 81287.36 | 40640.98 | 1626 | 420.2966 | 0.5 | -10768134.27
Chicago | 11644 | 13945476 | 25145 | 10211400 | 3730 | 34494 | 45990 | 61320 | 61320 | 45990 | 15328 | 812.89 | 0.15 | 3251.49 | 20321.84 | 81287.36 | 20318.63 | 813 | 591.482 | 0.75 | -22730981.51
Chicago | 35019 | 41940634 | 113618 | 13614485 | 0 | 45990 | 45990 | 61320 | 61320 | 45990 | 0 | 0 | 0 | 3251.49 | 0 | 81287.36 | 0 | 0 | 1586.3236 | 1 | -81284720.05

## resultsA_18
City | Electric_Heater_kWh_consumption_annual | Grid_Electricity_Supplied_kWh_annual | Electric_Heater_Thermal_Production_MMBtu_annual | Annual_Total_Elec_Consump | Annual_Total_HeatingLoad_MMBtu | Annual_Boiler_Fuel_HeatingLoad_MMBtu | BAU_Existing_Boiler_Fuel_Consump_MMBtu | BAU_Existing_Boiler_Thermal_Prod_MMBtu | Total_Annual_Emissions_CO2 | ElecUtility_Annual_Emissions_CO2 | BAU_Total_Annual_Emissions_CO2 | LifeCycle_Emissions_CO2 | BAU_LifeCycle_Emissions_CO2 | NG_LifeCycle_Emissions_CO2 | Emissions_from_NG | LifeCycle_Emission_Reduction_Fraction | Breakeven_Cost_of_Emissions_Reduction | npv
Chicago | 13614485 | 13614484 | 45990 | 1 | 45990 | 61320 | 61320 | 45990 | 9873.95 | 9873.95 | 3251.49 | 212486.08 | 81287.36 | 0 | 0 | -1.61 | -65.966 | -5661648.21
Boston | 13614485 | 13614484 | 45990 | 1 | 45990 | 61320 | 61320 | 45990 | 6624.5 | 6624.5 | 3251.49 | 142558.26 | 81287.35 | 0 | 0 | -0.75 | -143.7665 | -5853986.51
Houston | 13614485 | 13614484 | 45990 | 1 | 45990 | 61320 | 61320 | 45990 | 11250.64 | 11250.64 | 3251.49 | 242112.23 | 81287.36 | 0 | 0 | -1.98 | -52.2388 | -5481819.5
San Francisco | 13614485 | 13614484 | 45990 | 1 | 45990 | 61320 | 61320 | 45990 | 6675.22 | 6675.22 | 3251.49 | 143649.88 | 81287.35 | 0 | 0 | -0.77 | -163.7116 | -6781392.29

## resultsB_13
City | PV_size_kW | PV_Production_kWh | Battery_size_kWh | Electric_Heater_kWh_consumption_annual | Grid_Electricity_Supplied_kWh_annual | Annual_Total_Elec_Consump | Electric_Heater_Thermal_Production_MMBtu_annual | Annual_Total_HeatingLoad_MMBtu | Annual_Boiler_Fuel_HeatingLoad_MMBtu | BAU_Existing_Boiler_Fuel_Consump_MMBtu | BAU_Existing_Boiler_Thermal_Prod_MMBtu | NG_Annual_Consumption_MMBtu | Total_Annual_Emissions_CO2 | ElecUtility_Annual_Emissions_CO2 | BAU_Total_Annual_Emissions_CO2 | LifeCycle_Emissions_CO2 | BAU_LifeCycle_Emissions_CO2 | NG_LifeCycle_Emissions_CO2 | Emissions_from_NG | Breakeven_Cost_of_Emissions_Reduction | LifeCycle_Emission_Reduction_Fraction | npv
Chicago | 8532 | 10218393 | 18193 | 13614485 | 5624132 | 1 | 45990 | 45990 | 61320 | 61320 | 45990 | 0 | 2832.99 | 2832.99 | 3251.49 | 60965.52 | 81287.36 | 0 | 0 | 1528.6207 | 0.25 | -18212119.96
Boston | 5317 | 6245185 | 7473 | 13614485 | 8262935 | 1 | 45990 | 45990 | 61320 | 61320 | 45990 | 0 | 2832.99 | 2832.99 | 3251.49 | 60965.51 | 81287.35 | 0 | 0 | 957.2498 | 0.25 | -11404757.71
Houston | 8200 | 10811776 | 19889 | 13614485 | 4607425 | 1 | 45990 | 45990 | 61320 | 61320 | 45990 | 0 | 2832.99 | 2832.99 | 3251.49 | 60965.52 | 81287.36 | 0 | 0 | 1542.4716 | 0.25 | -18377140.97
San Francisco | 5664 | 8069281 | 9967 | 13614485 | 6963924 | 1 | 45990 | 45990 | 61320 | 61320 | 45990 | 0 | 2832.99 | 2832.99 | 3251.49 | 60965.51 | 81287.35 | 0 | 0 | 1049.8194 | 0.25 | -12507639.51

## resultsC_8
City | PV_size_kW | PV_Production_kWh | Battery_size_kWh | Electric_Heater_kWh_consumption_annual | Grid_Electricity_Supplied_kWh_annual | Annual_Total_Elec_Consump | Electric_Heater_Thermal_Production_MMBtu_annual | Annual_Total_HeatingLoad_MMBtu | Annual_Boiler_Fuel_HeatingLoad_MMBtu | BAU_Existing_Boiler_Fuel_Consump_MMBtu | BAU_Existing_Boiler_Thermal_Prod_MMBtu | NG_Annual_Consumption_MMBtu | Total_Annual_Emissions_CO2 | ElecUtility_Annual_Emissions_CO2 | BAU_Total_Annual_Emissions_CO2 | LifeCycle_Emissions_CO2 | BAU_LifeCycle_Emissions_CO2 | NG_LifeCycle_Emissions_CO2 | Emissions_from_NG | Breakeven_Cost_of_Emissions_Reduction | LifeCycle_Emission_Reduction_Fraction | npv
Chicago | 8532 | 10218393 | 18193 | 13614485 | 5624132 | 1 | 45990 | 45990 | 61320 | 61320 | 45990 | 0 | 2832.99 | 2832.99 | 3251.49 | 60965.52 | 81287.36 | 0 | 0 | 1528.6207 | 0.25 | -18212119.96
Chicago | 10803 | 12937831 | 24272 | 13614485 | 3952540 | 1 | 45990 | 45990 | 61320 | 61320 | 45990 | 0 | 1888.66 | 1888.66 | 3251.49 | 40643.68 | 81287.36 | 0 | 0 | 849.9548 | 0.5 | -21268452.42
Chicago | 16459 | 19712511 | 32628 | 13614485 | 2068988 | 1 | 45990 | 45990 | 61320 | 61320 | 45990 | 0 | 944.33 | 944.33 | 3251.49 | 20321.84 | 81287.36 | 0 | 0 | 843.1187 | 0.75 | -32149796.21
Chicago | 35019 | 41940634 | 113618 | 13614485 | 0 | 1 | 45990 | 45990 | 61320 | 61320 | 45990 | 0 | 0 | 0 | 3251.49 | 0 | 81287.36 | 0 | 0 | 1586.3236 | 1 | -81284720.05

## resultsD_4
City | PV_size_kW | PV_Production_kWh | Battery_size_kWh | Electric_Heater_kWh_consumption_annual | Grid_Electricity_Supplied_kWh_annual | Annual_Total_Elec_Consump | Electric_Heater_Thermal_Production_MMBtu_annual | Annual_Total_HeatingLoad_MMBtu | Annual_Boiler_Fuel_HeatingLoad_MMBtu | BAU_Existing_Boiler_Fuel_Consump_MMBtu | BAU_Existing_Boiler_Thermal_Prod_MMBtu | NG_Annual_Consumption_MMBtu | Total_Annual_Emissions_CO2 | ElecUtility_Annual_Emissions_CO2 | BAU_Total_Annual_Emissions_CO2 | LifeCycle_Emissions_CO2 | BAU_LifeCycle_Emissions_CO2 | NG_LifeCycle_Emissions_CO2 | Emissions_from_NG | Breakeven_Cost_of_Emissions_Reduction | LifeCycle_Emission_Reduction_Fraction | npv
Chicago | 3071 | 3677688 | 0 | 3404304 | 4761 | 1 | 11500 | 45990 | 61320 | 61320 | 45990 | 45987 | 2438.65 | 0.19 | 3251.49 | 60965.52 | 81287.36 | 60961.43 | 2438 | 210.8513 | 0.25 | -2701022.25
Boston | 2763 | 3244588 | 0 | 3535247 | 366313 | 1 | 11942 | 45990 | 61320 | 61320 | 45990 | 45397 | 2443.7 | 36.52 | 3251.49 | 60965.51 | 81287.35 | 60179.61 | 2407 | 170.6802 | 0.25 | -2184485.35
Houston | 2642 | 3483393 | 0 | 3403337 | 4538 | 1 | 11497 | 45990 | 61320 | 61320 | 45990 | 45991 | 2438.61 | -0.08 | 3251.49 | 60965.52 | 81287.36 | 60967.2 | 2439 | 193.3266 | 0.25 | -2476553.45
San Francisco | 2440 | 3476106 | 0 | 3403621 | 1 | 1 | 11497 | 45990 | 61320 | 61320 | 45990 | 45990 | 2438.62 | 0 | 3251.49 | 60965.51 | 81287.35 | 60965.51 | 2439 | 144.6578 | 0.25 | -1853095.41

## resultsE_4
City | PV_size_kW | PV_Production_kWh | Battery_size_kWh | Electric_Heater_kWh_consumption_annual | Grid_Electricity_Supplied_kWh_annual | Annual_Total_Elec_Consump | Electric_Heater_Thermal_Production_MMBtu_annual | Annual_Total_HeatingLoad_MMBtu | Annual_Boiler_Fuel_HeatingLoad_MMBtu | BAU_Existing_Boiler_Fuel_Consump_MMBtu | BAU_Existing_Boiler_Thermal_Prod_MMBtu | NG_Annual_Consumption_MMBtu | Total_Annual_Emissions_CO2 | ElecUtility_Annual_Emissions_CO2 | BAU_Total_Annual_Emissions_CO2 | LifeCycle_Emissions_CO2 | BAU_LifeCycle_Emissions_CO2 | NG_LifeCycle_Emissions_CO2 | Emissions_from_NG | Breakeven_Cost_of_Emissions_Reduction | LifeCycle_Emission_Reduction_Fraction | npv
Chicago | 568 | 680442 | 0 | 680981 | 1802 | 1 | 2300 | 45990 | 61320 | 61320 | 45990 | 58253 | 3088.93 | 0.07 | 3251.49 | 77222.99 | 81287.36 | 77221.44 | 3089 | 193.8405 | 0.05 | -496609.72
Chicago | 7115 | 8521096 | 11514 | 6807692 | 3137 | 1 | 22997 | 45990 | 61320 | 61320 | 45990 | 30658 | 1625.76 | 0.13 | 3251.49 | 40643.68 | 81287.36 | 40640.98 | 1626 | 420.2966 | 0.5 | -10768134.27
Chicago | 11644 | 13945476 | 25145 | 10211400 | 3730 | 1 | 34494 | 45990 | 61320 | 61320 | 45990 | 15328 | 812.89 | 0.15 | 3251.49 | 20321.84 | 81287.36 | 20318.63 | 813 | 591.482 | 0.75 | -22730981.51
Chicago | 35019 | 41940634 | 113618 | 13614485 | 0 | 1 | 45990 | 45990 | 61320 | 61320 | 45990 | 0 | 0 | 0 | 3251.49 | 0 | 81287.36 | 0 | 0 | 1586.3236 | 1 | -81284720.05

## resultsA_19
City | Electric_Heater_kWh_consumption_annual | Grid_Electricity_Supplied_kWh_annual | Electric_Heater_Thermal_Production_MMBtu_annual | Annual_Total_HeatingLoad_MMBtu | Annual_Boiler_Fuel_HeatingLoad_MMBtu | BAU_Existing_Boiler_Fuel_Consump_MMBtu | BAU_Existing_Boiler_Thermal_Prod_MMBtu | Total_Annual_Emissions_CO2 | ElecUtility_Annual_Emissions_CO2 | BAU_Total_Annual_Emissions_CO2 | LifeCycle_Emissions_CO2 | BAU_LifeCycle_Emissions_CO2 | NG_LifeCycle_Emissions_CO2 | Emissions_from_NG | LifeCycle_Emission_Reduction_Fraction | Breakeven_Cost_of_Emissions_Reduction | npv
Chicago | 13614485 | 13614484 | 45990 | 45990 | 61320 | 61320 | 45990 | 9873.95 | 9873.95 | 3251.49 | 212486.08 | 81287.36 | 0 | 0 | -1.61 | -65.966 | -5661648.21
Boston | 13614485 | 13614484 | 45990 | 45990 | 61320 | 61320 | 45990 | 6624.5 | 6624.5 | 3251.49 | 142558.26 | 81287.35 | 0 | 0 | -0.75 | -143.7665 | -5853986.51
Houston | 13614485 | 13614484 | 45990 | 45990 | 61320 | 61320 | 45990 | 11250.64 | 11250.64 | 3251.49 | 242112.23 | 81287.36 | 0 | 0 | -1.98 | -52.2388 | -5481819.5
San Francisco | 13614485 | 13614484 | 45990 | 45990 | 61320 | 61320 | 45990 | 6675.22 | 6675.22 | 3251.49 | 143649.88 | 81287.35 | 0 | 0 | -0.77 | -163.7116 | -6781392.29

## resultsB_14
City | PV_size_kW | PV_Production_kWh | Battery_size_kWh | Electric_Heater_kWh_consumption_annual | Grid_Electricity_Supplied_kWh_annual | Electric_Heater_Thermal_Production_MMBtu_annual | Annual_Total_HeatingLoad_MMBtu | Annual_Boiler_Fuel_HeatingLoad_MMBtu | BAU_Existing_Boiler_Fuel_Consump_MMBtu | BAU_Existing_Boiler_Thermal_Prod_MMBtu | NG_Annual_Consumption_MMBtu | Total_Annual_Emissions_CO2 | ElecUtility_Annual_Emissions_CO2 | BAU_Total_Annual_Emissions_CO2 | LifeCycle_Emissions_CO2 | BAU_LifeCycle_Emissions_CO2 | NG_LifeCycle_Emissions_CO2 | Emissions_from_NG | Breakeven_Cost_of_Emissions_Reduction | LifeCycle_Emission_Reduction_Fraction | npv
Chicago | 8532 | 10218393 | 18193 | 13614485 | 5624132 | 45990 | 45990 | 61320 | 61320 | 45990 | 0 | 2832.99 | 2832.99 | 3251.49 | 60965.52 | 81287.36 | 0 | 0 | 1528.6207 | 0.25 | -18212119.96
Boston | 5317 | 6245185 | 7473 | 13614485 | 8262935 | 45990 | 45990 | 61320 | 61320 | 45990 | 0 | 2832.99 | 2832.99 | 3251.49 | 60965.51 | 81287.35 | 0 | 0 | 957.2498 | 0.25 | -11404757.71
Houston | 8200 | 10811776 | 19889 | 13614485 | 4607425 | 45990 | 45990 | 61320 | 61320 | 45990 | 0 | 2832.99 | 2832.99 | 3251.49 | 60965.52 | 81287.36 | 0 | 0 | 1542.4716 | 0.25 | -18377140.97
San Francisco | 5664 | 8069281 | 9967 | 13614485 | 6963924 | 45990 | 45990 | 61320 | 61320 | 45990 | 0 | 2832.99 | 2832.99 | 3251.49 | 60965.51 | 81287.35 | 0 | 0 | 1049.8194 | 0.25 | -12507639.51

## resultsC_9
City | PV_size_kW | PV_Production_kWh | Battery_size_kWh | Electric_Heater_kWh_consumption_annual | Grid_Electricity_Supplied_kWh_annual | Electric_Heater_Thermal_Production_MMBtu_annual | Annual_Total_HeatingLoad_MMBtu | Annual_Boiler_Fuel_HeatingLoad_MMBtu | BAU_Existing_Boiler_Fuel_Consump_MMBtu | BAU_Existing_Boiler_Thermal_Prod_MMBtu | NG_Annual_Consumption_MMBtu | Total_Annual_Emissions_CO2 | ElecUtility_Annual_Emissions_CO2 | BAU_Total_Annual_Emissions_CO2 | LifeCycle_Emissions_CO2 | BAU_LifeCycle_Emissions_CO2 | NG_LifeCycle_Emissions_CO2 | Emissions_from_NG | Breakeven_Cost_of_Emissions_Reduction | LifeCycle_Emission_Reduction_Fraction | npv
Chicago | 8532 | 10218393 | 18193 | 13614485 | 5624132 | 45990 | 45990 | 61320 | 61320 | 45990 | 0 | 2832.99 | 2832.99 | 3251.49 | 60965.52 | 81287.36 | 0 | 0 | 1528.6207 | 0.25 | -18212119.96
Chicago | 10803 | 12937831 | 24272 | 13614485 | 3952540 | 45990 | 45990 | 61320 | 61320 | 45990 | 0 | 1888.66 | 1888.66 | 3251.49 | 40643.68 | 81287.36 | 0 | 0 | 849.9548 | 0.5 | -21268452.42
Chicago | 16459 | 19712511 | 32628 | 13614485 | 2068988 | 45990 | 45990 | 61320 | 61320 | 45990 | 0 | 944.33 | 944.33 | 3251.49 | 20321.84 | 81287.36 | 0 | 0 | 843.1187 | 0.75 | -32149796.21
Chicago | 35019 | 41940634 | 113618 | 13614485 | 0 | 45990 | 45990 | 61320 | 61320 | 45990 | 0 | 0 | 0 | 3251.49 | 0 | 81287.36 | 0 | 0 | 1586.3236 | 1 | -81284720.05

## resultsD_5
City | PV_size_kW | PV_Production_kWh | Battery_size_kWh | Electric_Heater_kWh_consumption_annual | Grid_Electricity_Supplied_kWh_annual | Electric_Heater_Thermal_Production_MMBtu_annual | Annual_Total_HeatingLoad_MMBtu | Annual_Boiler_Fuel_HeatingLoad_MMBtu | BAU_Existing_Boiler_Fuel_Consump_MMBtu | BAU_Existing_Boiler_Thermal_Prod_MMBtu | NG_Annual_Consumption_MMBtu | Total_Annual_Emissions_CO2 | ElecUtility_Annual_Emissions_CO2 | BAU_Total_Annual_Emissions_CO2 | LifeCycle_Emissions_CO2 | BAU_LifeCycle_Emissions_CO2 | NG_LifeCycle_Emissions_CO2 | Emissions_from_NG | Breakeven_Cost_of_Emissions_Reduction | LifeCycle_Emission_Reduction_Fraction | npv
Chicago | 3071 | 3677688 | 0 | 3404304 | 4761 | 11500 | 45990 | 61320 | 61320 | 45990 | 45987 | 2438.65 | 0.19 | 3251.49 | 60965.52 | 81287.36 | 60961.43 | 2438 | 210.8513 | 0.25 | -2701022.25
Boston | 2763 | 3244588 | 0 | 3535247 | 366313 | 11942 | 45990 | 61320 | 61320 | 45990 | 45397 | 2443.7 | 36.52 | 3251.49 | 60965.51 | 81287.35 | 60179.61 | 2407 | 170.6802 | 0.25 | -2184485.35
Houston | 2642 | 3483393 | 0 | 3403337 | 4538 | 11497 | 45990 | 61320 | 61320 | 45990 | 45991 | 2438.61 | -0.08 | 3251.49 | 60965.52 | 81287.36 | 60967.2 | 2439 | 193.3266 | 0.25 | -2476553.45
San Francisco | 2440 | 3476106 | 0 | 3403621 | 1 | 11497 | 45990 | 61320 | 61320 | 45990 | 45990 | 2438.62 | 0 | 3251.49 | 60965.51 | 81287.35 | 60965.51 | 2439 | 144.6578 | 0.25 | -1853095.41

## resultsE_5
City | PV_size_kW | PV_Production_kWh | Battery_size_kWh | Electric_Heater_kWh_consumption_annual | Grid_Electricity_Supplied_kWh_annual | Electric_Heater_Thermal_Production_MMBtu_annual | Annual_Total_HeatingLoad_MMBtu | Annual_Boiler_Fuel_HeatingLoad_MMBtu | BAU_Existing_Boiler_Fuel_Consump_MMBtu | BAU_Existing_Boiler_Thermal_Prod_MMBtu | NG_Annual_Consumption_MMBtu | Total_Annual_Emissions_CO2 | ElecUtility_Annual_Emissions_CO2 | BAU_Total_Annual_Emissions_CO2 | LifeCycle_Emissions_CO2 | BAU_LifeCycle_Emissions_CO2 | NG_LifeCycle_Emissions_CO2 | Emissions_from_NG | Breakeven_Cost_of_Emissions_Reduction | LifeCycle_Emission_Reduction_Fraction | npv
Chicago | 568 | 680442 | 0 | 680981 | 1802 | 2300 | 45990 | 61320 | 61320 | 45990 | 58253 | 3088.93 | 0.07 | 3251.49 | 77222.99 | 81287.36 | 77221.44 | 3089 | 193.8405 | 0.05 | -496609.72
Chicago | 7115 | 8521096 | 11514 | 6807692 | 3137 | 22997 | 45990 | 61320 | 61320 | 45990 | 30658 | 1625.76 | 0.13 | 3251.49 | 40643.68 | 81287.36 | 40640.98 | 1626 | 420.2966 | 0.5 | -10768134.27
Chicago | 11644 | 13945476 | 25145 | 10211400 | 3730 | 34494 | 45990 | 61320 | 61320 | 45990 | 15328 | 812.89 | 0.15 | 3251.49 | 20321.84 | 81287.36 | 20318.63 | 813 | 591.482 | 0.75 | -22730981.51
Chicago | 35019 | 41940634 | 113618 | 13614485 | 0 | 45990 | 45990 | 61320 | 61320 | 45990 | 0 | 0 | 0 | 3251.49 | 0 | 81287.36 | 0 | 0 | 1586.3236 | 1 | -81284720.05

## resultsA_20
City | Electric_Heater_kWh_consumption_annual | Grid_Electricity_Supplied_kWh_annual | Electric_Heater_Thermal_Production_MMBtu_annual | Annual_Total_HeatingLoad_MMBtu | Annual_Boiler_Fuel_HeatingLoad_MMBtu | BAU_Existing_Boiler_Fuel_Consump_MMBtu | BAU_Existing_Boiler_Thermal_Prod_MMBtu | Total_Annual_Emissions_CO2 | ElecUtility_Annual_Emissions_CO2 | BAU_Total_Annual_Emissions_CO2 | LifeCycle_Emissions_CO2 | BAU_LifeCycle_Emissions_CO2 | NG_LifeCycle_Emissions_CO2 | Emissions_from_NG | LifeCycle_Emission_Reduction_Fraction | Breakeven_Cost_of_Emissions_Reduction | npv
Chicago | 13614485 | 13614484 | 45990 | 45990 | 61320 | 61320 | 45990 | 9873.95 | 9873.95 | 3251.49 | 212486.08 | 81287.36 | 0 | 0 | -1.61 | -65.966 | -5661648.21
Boston | 13614485 | 13614484 | 45990 | 45990 | 61320 | 61320 | 45990 | 6624.5 | 6624.5 | 3251.49 | 142558.26 | 81287.35 | 0 | 0 | -0.75 | -143.7665 | -5853986.51
Houston | 13614485 | 13614484 | 45990 | 45990 | 61320 | 61320 | 45990 | 11250.64 | 11250.64 | 3251.49 | 242112.23 | 81287.36 | 0 | 0 | -1.98 | -52.2388 | -5481819.5
San Francisco | 13614485 | 13614484 | 45990 | 45990 | 61320 | 61320 | 45990 | 6675.22 | 6675.22 | 3251.49 | 143649.88 | 81287.35 | 0 | 0 | -0.77 | -163.7116 | -6781392.29

## resultsB_15
City | PV_size_kW | PV_Production_kWh | Battery_size_kWh | Electric_Heater_kWh_consumption_annual | Grid_Electricity_Supplied_kWh_annual | Electric_Heater_Thermal_Production_MMBtu_annual | Annual_Total_HeatingLoad_MMBtu | Annual_Boiler_Fuel_HeatingLoad_MMBtu | BAU_Existing_Boiler_Fuel_Consump_MMBtu | BAU_Existing_Boiler_Thermal_Prod_MMBtu | NG_Annual_Consumption_MMBtu | Total_Annual_Emissions_CO2 | ElecUtility_Annual_Emissions_CO2 | BAU_Total_Annual_Emissions_CO2 | LifeCycle_Emissions_CO2 | BAU_LifeCycle_Emissions_CO2 | NG_LifeCycle_Emissions_CO2 | Emissions_from_NG | Breakeven_Cost_of_Emissions_Reduction | LifeCycle_Emission_Reduction_Fraction | npv
Chicago | 8532 | 10218393 | 18193 | 13614485 | 5624132 | 45990 | 45990 | 61320 | 61320 | 45990 | 0 | 2832.99 | 2832.99 | 3251.49 | 60965.52 | 81287.36 | 0 | 0 | 1528.6207 | 0.25 | -18212119.96
Boston | 5317 | 6245185 | 7473 | 13614485 | 8262935 | 45990 | 45990 | 61320 | 61320 | 45990 | 0 | 2832.99 | 2832.99 | 3251.49 | 60965.51 | 81287.35 | 0 | 0 | 957.2498 | 0.25 | -11404757.71
Houston | 8200 | 10811776 | 19889 | 13614485 | 4607425 | 45990 | 45990 | 61320 | 61320 | 45990 | 0 | 2832.99 | 2832.99 | 3251.49 | 60965.52 | 81287.36 | 0 | 0 | 1542.4716 | 0.25 | -18377140.97
San Francisco | 5664 | 8069281 | 9967 | 13614485 | 6963924 | 45990 | 45990 | 61320 | 61320 | 45990 | 0 | 2832.99 | 2832.99 | 3251.49 | 60965.51 | 81287.35 | 0 | 0 | 1049.8194 | 0.25 | -12507639.51

## resultsC_10
City | PV_size_kW | PV_Production_kWh | Battery_size_kWh | Electric_Heater_kWh_consumption_annual | Grid_Electricity_Supplied_kWh_annual | Electric_Heater_Thermal_Production_MMBtu_annual | Annual_Total_HeatingLoad_MMBtu | Annual_Boiler_Fuel_HeatingLoad_MMBtu | BAU_Existing_Boiler_Fuel_Consump_MMBtu | BAU_Existing_Boiler_Thermal_Prod_MMBtu | NG_Annual_Consumption_MMBtu | Total_Annual_Emissions_CO2 | ElecUtility_Annual_Emissions_CO2 | BAU_Total_Annual_Emissions_CO2 | LifeCycle_Emissions_CO2 | BAU_LifeCycle_Emissions_CO2 | NG_LifeCycle_Emissions_CO2 | Emissions_from_NG | Breakeven_Cost_of_Emissions_Reduction | LifeCycle_Emission_Reduction_Fraction | npv
Chicago | 8532 | 10218393 | 18193 | 13614485 | 5624132 | 45990 | 45990 | 61320 | 61320 | 45990 | 0 | 2832.99 | 2832.99 | 3251.49 | 60965.52 | 81287.36 | 0 | 0 | 1528.6207 | 0.25 | -18212119.96
Chicago | 10803 | 12937831 | 24272 | 13614485 | 3952540 | 45990 | 45990 | 61320 | 61320 | 45990 | 0 | 1888.66 | 1888.66 | 3251.49 | 40643.68 | 81287.36 | 0 | 0 | 849.9548 | 0.5 | -21268452.42
Chicago | 16459 | 19712511 | 32628 | 13614485 | 2068988 | 45990 | 45990 | 61320 | 61320 | 45990 | 0 | 944.33 | 944.33 | 3251.49 | 20321.84 | 81287.36 | 0 | 0 | 843.1187 | 0.75 | -32149796.21
Chicago | 35019 | 41940634 | 113618 | 13614485 | 0 | 45990 | 45990 | 61320 | 61320 | 45990 | 0 | 0 | 0 | 3251.49 | 0 | 81287.36 | 0 | 0 | 1586.3236 | 1 | -81284720.05

## resultsD_6
City | PV_size_kW | PV_Production_kWh | Battery_size_kWh | Electric_Heater_kWh_consumption_annual | Grid_Electricity_Supplied_kWh_annual | Electric_Heater_Thermal_Production_MMBtu_annual | Annual_Total_HeatingLoad_MMBtu | Annual_Boiler_Fuel_HeatingLoad_MMBtu | BAU_Existing_Boiler_Fuel_Consump_MMBtu | BAU_Existing_Boiler_Thermal_Prod_MMBtu | NG_Annual_Consumption_MMBtu | Total_Annual_Emissions_CO2 | ElecUtility_Annual_Emissions_CO2 | BAU_Total_Annual_Emissions_CO2 | LifeCycle_Emissions_CO2 | BAU_LifeCycle_Emissions_CO2 | NG_LifeCycle_Emissions_CO2 | Emissions_from_NG | Breakeven_Cost_of_Emissions_Reduction | LifeCycle_Emission_Reduction_Fraction | npv
Chicago | 3071 | 3677688 | 0 | 3404304 | 4761 | 11500 | 45990 | 61320 | 61320 | 45990 | 45987 | 2438.65 | 0.19 | 3251.49 | 60965.52 | 81287.36 | 60961.43 | 2438 | 210.8513 | 0.25 | -2701022.25
Boston | 2763 | 3244588 | 0 | 3535247 | 366313 | 11942 | 45990 | 61320 | 61320 | 45990 | 45397 | 2443.7 | 36.52 | 3251.49 | 60965.51 | 81287.35 | 60179.61 | 2407 | 170.6802 | 0.25 | -2184485.35
Houston | 2642 | 3483393 | 0 | 3403337 | 4538 | 11497 | 45990 | 61320 | 61320 | 45990 | 45991 | 2438.61 | -0.08 | 3251.49 | 60965.52 | 81287.36 | 60967.2 | 2439 | 193.3266 | 0.25 | -2476553.45
San Francisco | 2440 | 3476106 | 0 | 3403621 | 1 | 11497 | 45990 | 61320 | 61320 | 45990 | 45990 | 2438.62 | 0 | 3251.49 | 60965.51 | 81287.35 | 60965.51 | 2439 | 144.6578 | 0.25 | -1853095.41

## resultsE_6
City | PV_size_kW | PV_Production_kWh | Battery_size_kWh | Electric_Heater_kWh_consumption_annual | Grid_Electricity_Supplied_kWh_annual | Electric_Heater_Thermal_Production_MMBtu_annual | Annual_Total_HeatingLoad_MMBtu | Annual_Boiler_Fuel_HeatingLoad_MMBtu | BAU_Existing_Boiler_Fuel_Consump_MMBtu | BAU_Existing_Boiler_Thermal_Prod_MMBtu | NG_Annual_Consumption_MMBtu | Total_Annual_Emissions_CO2 | ElecUtility_Annual_Emissions_CO2 | BAU_Total_Annual_Emissions_CO2 | LifeCycle_Emissions_CO2 | BAU_LifeCycle_Emissions_CO2 | NG_LifeCycle_Emissions_CO2 | Emissions_from_NG | Breakeven_Cost_of_Emissions_Reduction | LifeCycle_Emission_Reduction_Fraction | npv
Chicago | 3071 | 3677688 | 0 | 3404304 | 4761 | 11500 | 45990 | 61320 | 61320 | 45990 | 45987 | 2438.65 | 0.19 | 3251.49 | 60965.52 | 81287.36 | 60961.43 | 2438 | 210.8513 | 0.25 | -2701022.25
Chicago | 7115 | 8521096 | 11514 | 6807692 | 3137 | 22997 | 45990 | 61320 | 61320 | 45990 | 30658 | 1625.76 | 0.13 | 3251.49 | 40643.68 | 81287.36 | 40640.98 | 1626 | 420.2966 | 0.5 | -10768134.27
Chicago | 11644 | 13945476 | 25145 | 10211400 | 3730 | 34494 | 45990 | 61320 | 61320 | 45990 | 15328 | 812.89 | 0.15 | 3251.49 | 20321.84 | 81287.36 | 20318.63 | 813 | 591.482 | 0.75 | -22730981.51
Chicago | 35019 | 41940634 | 113618 | 13614485 | 0 | 45990 | 45990 | 61320 | 61320 | 45990 | 0 | 0 | 0 | 3251.49 | 0 | 81287.36 | 0 | 0 | 1586.3236 | 1 | -81284720.05

## resultsA_21
City | Electric_Heater_kWh_consumption_annual | Grid_Electricity_Supplied_kWh_annual | Electric_Heater_Thermal_Production_MMBtu_annual | Annual_Total_HeatingLoad_MMBtu | Annual_Boiler_Fuel_HeatingLoad_MMBtu | BAU_Existing_Boiler_Fuel_Consump_MMBtu | BAU_Existing_Boiler_Thermal_Prod_MMBtu | Total_Annual_Emissions_CO2 | ElecUtility_Annual_Emissions_CO2 | BAU_Total_Annual_Emissions_CO2 | LifeCycle_Emissions_CO2 | BAU_LifeCycle_Emissions_CO2 | NG_LifeCycle_Emissions_CO2 | Emissions_from_NG | LifeCycle_Emission_Reduction_Fraction | Breakeven_Cost_of_Emissions_Reduction | npv
Chicago | 13614485 | 13614484 | 45990 | 45990 | 61320 | 61320 | 45990 | 9873.95 | 9873.95 | 3251.49 | 212486.08 | 81287.36 | 0 | 0 | -1.61 | -65.966 | -5661648.21
Boston | 13614485 | 13614484 | 45990 | 45990 | 61320 | 61320 | 45990 | 6624.5 | 6624.5 | 3251.49 | 142558.26 | 81287.35 | 0 | 0 | -0.75 | -143.7665 | -5853986.51
Houston | 13614485 | 13614484 | 45990 | 45990 | 61320 | 61320 | 45990 | 11250.64 | 11250.64 | 3251.49 | 242112.23 | 81287.36 | 0 | 0 | -1.98 | -52.2388 | -5481819.5
San Francisco | 13614485 | 13614484 | 45990 | 45990 | 61320 | 61320 | 45990 | 6675.22 | 6675.22 | 3251.49 | 143649.88 | 81287.35 | 0 | 0 | -0.77 | -163.7116 | -6781392.29

## resultsA_22
City | Electric_Heater_kWh_consumption_annual | Grid_Electricity_Supplied_kWh_annual | Electric_Heater_Thermal_Production_MMBtu_annual | Annual_Total_HeatingLoad_MMBtu | Annual_Boiler_Fuel_HeatingLoad_MMBtu | BAU_Existing_Boiler_Fuel_Consump_MMBtu | BAU_Existing_Boiler_Thermal_Prod_MMBtu | Total_Annual_Emissions_CO2 | ElecUtility_Annual_Emissions_CO2 | BAU_Total_Annual_Emissions_CO2 | LifeCycle_Emissions_CO2 | BAU_LifeCycle_Emissions_CO2 | NG_LifeCycle_Emissions_CO2 | Emissions_from_NG | LifeCycle_Emission_Reduction_Fraction | Breakeven_Cost_of_Emissions_Reduction | npv
Chicago | 13614485 | 13614484 | 45990 | 45990 | 61320 | 61320 | 45990 | 9873.95 | 9873.95 | 3251.49 | 212486.08 | 81287.36 | 0 | 0 | -1.61 | -65.966 | -5661648.21
Boston | 13614485 | 13614484 | 45990 | 45990 | 61320 | 61320 | 45990 | 6624.5 | 6624.5 | 3251.49 | 142558.26 | 81287.35 | 0 | 0 | -0.75 | -143.7665 | -5853986.51
Houston | 13614485 | 13614484 | 45990 | 45990 | 61320 | 61320 | 45990 | 11250.64 | 11250.64 | 3251.49 | 242112.23 | 81287.36 | 0 | 0 | -1.98 | -52.2388 | -5481819.5
San Francisco | 13614485 | 13614484 | 45990 | 45990 | 61320 | 61320 | 45990 | 6675.22 | 6675.22 | 3251.49 | 143649.88 | 81287.35 | 0 | 0 | -0.77 | -163.7116 | -6781392.29

## resultsB_16
City | PV_size_kW | PV_Production_kWh | Battery_size_kWh | Electric_Heater_kWh_consumption_annual | Grid_Electricity_Supplied_kWh_annual | Electric_Heater_Thermal_Production_MMBtu_annual | Annual_Total_HeatingLoad_MMBtu | Annual_Boiler_Fuel_HeatingLoad_MMBtu | BAU_Existing_Boiler_Fuel_Consump_MMBtu | BAU_Existing_Boiler_Thermal_Prod_MMBtu | NG_Annual_Consumption_MMBtu | Total_Annual_Emissions_CO2 | ElecUtility_Annual_Emissions_CO2 | BAU_Total_Annual_Emissions_CO2 | LifeCycle_Emissions_CO2 | BAU_LifeCycle_Emissions_CO2 | NG_LifeCycle_Emissions_CO2 | Emissions_from_NG | Breakeven_Cost_of_Emissions_Reduction | LifeCycle_Emission_Reduction_Fraction | npv
Chicago | 8532 | 10218393 | 18193 | 13614485 | 5624132 | 45990 | 45990 | 61320 | 61320 | 45990 | 0 | 2832.99 | 2832.99 | 3251.49 | 60965.52 | 81287.36 | 0 | 0 | 1528.6207 | 0.25 | -18212119.96
Boston | 5317 | 6245185 | 7473 | 13614485 | 8262935 | 45990 | 45990 | 61320 | 61320 | 45990 | 0 | 2832.99 | 2832.99 | 3251.49 | 60965.51 | 81287.35 | 0 | 0 | 957.2498 | 0.25 | -11404757.71
Houston | 8200 | 10811776 | 19889 | 13614485 | 4607425 | 45990 | 45990 | 61320 | 61320 | 45990 | 0 | 2832.99 | 2832.99 | 3251.49 | 60965.52 | 81287.36 | 0 | 0 | 1542.4716 | 0.25 | -18377140.97
San Francisco | 5664 | 8069281 | 9967 | 13614485 | 6963924 | 45990 | 45990 | 61320 | 61320 | 45990 | 0 | 2832.99 | 2832.99 | 3251.49 | 60965.51 | 81287.35 | 0 | 0 | 1049.8194 | 0.25 | -12507639.51

## resultsC_11
City | PV_size_kW | PV_Production_kWh | Battery_size_kWh | Electric_Heater_kWh_consumption_annual | Grid_Electricity_Supplied_kWh_annual | Electric_Heater_Thermal_Production_MMBtu_annual | Annual_Total_HeatingLoad_MMBtu | Annual_Boiler_Fuel_HeatingLoad_MMBtu | BAU_Existing_Boiler_Fuel_Consump_MMBtu | BAU_Existing_Boiler_Thermal_Prod_MMBtu | NG_Annual_Consumption_MMBtu | Total_Annual_Emissions_CO2 | ElecUtility_Annual_Emissions_CO2 | BAU_Total_Annual_Emissions_CO2 | LifeCycle_Emissions_CO2 | BAU_LifeCycle_Emissions_CO2 | NG_LifeCycle_Emissions_CO2 | Emissions_from_NG | Breakeven_Cost_of_Emissions_Reduction | LifeCycle_Emission_Reduction_Fraction | npv
Chicago | 8532 | 10218393 | 18193 | 13614485 | 5624132 | 45990 | 45990 | 61320 | 61320 | 45990 | 0 | 2832.99 | 2832.99 | 3251.49 | 60965.52 | 81287.36 | 0 | 0 | 1528.6207 | 0.25 | -18212119.96
Chicago | 10803 | 12937831 | 24272 | 13614485 | 3952540 | 45990 | 45990 | 61320 | 61320 | 45990 | 0 | 1888.66 | 1888.66 | 3251.49 | 40643.68 | 81287.36 | 0 | 0 | 849.9548 | 0.5 | -21268452.42
Chicago | 16459 | 19712511 | 32628 | 13614485 | 2068988 | 45990 | 45990 | 61320 | 61320 | 45990 | 0 | 944.33 | 944.33 | 3251.49 | 20321.84 | 81287.36 | 0 | 0 | 843.1187 | 0.75 | -32149796.21
Chicago | 35019 | 41940634 | 113618 | 13614485 | 0 | 45990 | 45990 | 61320 | 61320 | 45990 | 0 | 0 | 0 | 3251.49 | 0 | 81287.36 | 0 | 0 | 1586.3236 | 1 | -81284720.05

## resultsD_7
City | PV_size_kW | PV_Production_kWh | Battery_size_kWh | Electric_Heater_kWh_consumption_annual | Grid_Electricity_Supplied_kWh_annual | Electric_Heater_Thermal_Production_MMBtu_annual | Annual_Total_HeatingLoad_MMBtu | Annual_Boiler_Fuel_HeatingLoad_MMBtu | BAU_Existing_Boiler_Fuel_Consump_MMBtu | BAU_Existing_Boiler_Thermal_Prod_MMBtu | NG_Annual_Consumption_MMBtu | Total_Annual_Emissions_CO2 | ElecUtility_Annual_Emissions_CO2 | BAU_Total_Annual_Emissions_CO2 | LifeCycle_Emissions_CO2 | BAU_LifeCycle_Emissions_CO2 | NG_LifeCycle_Emissions_CO2 | Emissions_from_NG | Breakeven_Cost_of_Emissions_Reduction | LifeCycle_Emission_Reduction_Fraction | npv
Chicago | 3071 | 3677688 | 0 | 3404304 | 4761 | 11500 | 45990 | 61320 | 61320 | 45990 | 45987 | 2438.65 | 0.19 | 3251.49 | 60965.52 | 81287.36 | 60961.43 | 2438 | 210.8513 | 0.25 | -2701022.25
Boston | 2763 | 3244588 | 0 | 3535247 | 366313 | 11942 | 45990 | 61320 | 61320 | 45990 | 45397 | 2443.7 | 36.52 | 3251.49 | 60965.51 | 81287.35 | 60179.61 | 2407 | 170.6802 | 0.25 | -2184485.35
Houston | 2642 | 3483393 | 0 | 3403337 | 4538 | 11497 | 45990 | 61320 | 61320 | 45990 | 45991 | 2438.61 | -0.08 | 3251.49 | 60965.52 | 81287.36 | 60967.2 | 2439 | 193.3266 | 0.25 | -2476553.45
San Francisco | 2440 | 3476106 | 0 | 3403621 | 1 | 11497 | 45990 | 61320 | 61320 | 45990 | 45990 | 2438.62 | 0 | 3251.49 | 60965.51 | 81287.35 | 60965.51 | 2439 | 144.6578 | 0.25 | -1853095.41

## resultsE_7
City | PV_size_kW | PV_Production_kWh | Battery_size_kWh | Electric_Heater_kWh_consumption_annual | Grid_Electricity_Supplied_kWh_annual | Electric_Heater_Thermal_Production_MMBtu_annual | Annual_Total_HeatingLoad_MMBtu | Annual_Boiler_Fuel_HeatingLoad_MMBtu | BAU_Existing_Boiler_Fuel_Consump_MMBtu | BAU_Existing_Boiler_Thermal_Prod_MMBtu | NG_Annual_Consumption_MMBtu | Total_Annual_Emissions_CO2 | ElecUtility_Annual_Emissions_CO2 | BAU_Total_Annual_Emissions_CO2 | LifeCycle_Emissions_CO2 | BAU_LifeCycle_Emissions_CO2 | NG_LifeCycle_Emissions_CO2 | Emissions_from_NG | Breakeven_Cost_of_Emissions_Reduction | LifeCycle_Emission_Reduction_Fraction | npv
Chicago | 3071 | 3677688 | 0 | 3404304 | 4761 | 11500 | 45990 | 61320 | 61320 | 45990 | 45987 | 2438.65 | 0.19 | 3251.49 | 60965.52 | 81287.36 | 60961.43 | 2438 | 210.8513 | 0.25 | -2701022.25
Chicago | 7115 | 8521096 | 11514 | 6807692 | 3137 | 22997 | 45990 | 61320 | 61320 | 45990 | 30658 | 1625.76 | 0.13 | 3251.49 | 40643.68 | 81287.36 | 40640.98 | 1626 | 420.2966 | 0.5 | -10768134.27
Chicago | 11644 | 13945476 | 25145 | 10211400 | 3730 | 34494 | 45990 | 61320 | 61320 | 45990 | 15328 | 812.89 | 0.15 | 3251.49 | 20321.84 | 81287.36 | 20318.63 | 813 | 591.482 | 0.75 | -22730981.51
Chicago | 35019 | 41940634 | 113618 | 13614485 | 0 | 45990 | 45990 | 61320 | 61320 | 45990 | 0 | 0 | 0 | 3251.49 | 0 | 81287.36 | 0 | 0 | 1586.3236 | 1 | -81284720.05

## resultsA_23
City | Electric_Heater_kWh_consumption_annual | Grid_Electricity_Supplied_kWh_annual | Electric_Heater_Thermal_Production_MMBtu_annual | Annual_Total_HeatingLoad_MMBtu | Annual_Boiler_Fuel_HeatingLoad_MMBtu | BAU_Existing_Boiler_Fuel_Consump_MMBtu | BAU_Existing_Boiler_Thermal_Prod_MMBtu | Total_Annual_Emissions_CO2 | ElecUtility_Annual_Emissions_CO2 | BAU_Total_Annual_Emissions_CO2 | LifeCycle_Emissions_CO2 | BAU_LifeCycle_Emissions_CO2 | NG_LifeCycle_Emissions_CO2 | Emissions_from_NG | LifeCycle_Emission_Reduction_Fraction | Breakeven_Cost_of_Emissions_Reduction | npv
Chicago | 13614485 | 13614484 | 45990 | 45990 | 61320 | 61320 | 45990 | 9873.95 | 9873.95 | 3251.49 | 212486.08 | 81287.36 | 0 | 0 | -1.61 | -65.966 | -5661648.21
Boston | 13614485 | 13614484 | 45990 | 45990 | 61320 | 61320 | 45990 | 6624.5 | 6624.5 | 3251.49 | 142558.26 | 81287.35 | 0 | 0 | -0.75 | -143.7665 | -5853986.51
Houston | 13614485 | 13614484 | 45990 | 45990 | 61320 | 61320 | 45990 | 11250.64 | 11250.64 | 3251.49 | 242112.23 | 81287.36 | 0 | 0 | -1.98 | -52.2388 | -5481819.5
San Francisco | 13614485 | 13614484 | 45990 | 45990 | 61320 | 61320 | 45990 | 6675.22 | 6675.22 | 3251.49 | 143649.88 | 81287.35 | 0 | 0 | -0.77 | -163.7116 | -6781392.29

## resultsB_17
City | PV_size_kW | PV_Production_kWh | Battery_size_kWh | Electric_Heater_kWh_consumption_annual | Grid_Electricity_Supplied_kWh_annual | Electric_Heater_Thermal_Production_MMBtu_annual | Annual_Total_HeatingLoad_MMBtu | Annual_Boiler_Fuel_HeatingLoad_MMBtu | BAU_Existing_Boiler_Fuel_Consump_MMBtu | BAU_Existing_Boiler_Thermal_Prod_MMBtu | NG_Annual_Consumption_MMBtu | Total_Annual_Emissions_CO2 | ElecUtility_Annual_Emissions_CO2 | BAU_Total_Annual_Emissions_CO2 | LifeCycle_Emissions_CO2 | BAU_LifeCycle_Emissions_CO2 | NG_LifeCycle_Emissions_CO2 | Emissions_from_NG | Breakeven_Cost_of_Emissions_Reduction | LifeCycle_Emission_Reduction_Fraction | npv
Chicago | 8532 | 10218393 | 18193 | 13614485 | 5624132 | 45990 | 45990 | 61320 | 61320 | 45990 | 0 | 2832.99 | 2832.99 | 3251.49 | 60965.52 | 81287.36 | 0 | 0 | 1528.6207 | 0.25 | -18212119.96
Boston | 5317 | 6245185 | 7473 | 13614485 | 8262935 | 45990 | 45990 | 61320 | 61320 | 45990 | 0 | 2832.99 | 2832.99 | 3251.49 | 60965.51 | 81287.35 | 0 | 0 | 957.2498 | 0.25 | -11404757.71
Houston | 8200 | 10811776 | 19889 | 13614485 | 4607425 | 45990 | 45990 | 61320 | 61320 | 45990 | 0 | 2832.99 | 2832.99 | 3251.49 | 60965.52 | 81287.36 | 0 | 0 | 1542.4716 | 0.25 | -18377140.97
San Francisco | 5664 | 8069281 | 9967 | 13614485 | 6963924 | 45990 | 45990 | 61320 | 61320 | 45990 | 0 | 2832.99 | 2832.99 | 3251.49 | 60965.51 | 81287.35 | 0 | 0 | 1049.8194 | 0.25 | -12507639.51

## resultsC_12
City | PV_size_kW | PV_Production_kWh | Battery_size_kWh | Electric_Heater_kWh_consumption_annual | Grid_Electricity_Supplied_kWh_annual | Electric_Heater_Thermal_Production_MMBtu_annual | Annual_Total_HeatingLoad_MMBtu | Annual_Boiler_Fuel_HeatingLoad_MMBtu | BAU_Existing_Boiler_Fuel_Consump_MMBtu | BAU_Existing_Boiler_Thermal_Prod_MMBtu | NG_Annual_Consumption_MMBtu | Total_Annual_Emissions_CO2 | ElecUtility_Annual_Emissions_CO2 | BAU_Total_Annual_Emissions_CO2 | LifeCycle_Emissions_CO2 | BAU_LifeCycle_Emissions_CO2 | NG_LifeCycle_Emissions_CO2 | Emissions_from_NG | Breakeven_Cost_of_Emissions_Reduction | LifeCycle_Emission_Reduction_Fraction | npv
Chicago | 8532 | 10218393 | 18193 | 13614485 | 5624132 | 45990 | 45990 | 61320 | 61320 | 45990 | 0 | 2832.99 | 2832.99 | 3251.49 | 60965.52 | 81287.36 | 0 | 0 | 1528.6207 | 0.25 | -18212119.96
Chicago | 10803 | 12937831 | 24272 | 13614485 | 3952540 | 45990 | 45990 | 61320 | 61320 | 45990 | 0 | 1888.66 | 1888.66 | 3251.49 | 40643.68 | 81287.36 | 0 | 0 | 849.9548 | 0.5 | -21268452.42
Chicago | 16459 | 19712511 | 32628 | 13614485 | 2068988 | 45990 | 45990 | 61320 | 61320 | 45990 | 0 | 944.33 | 944.33 | 3251.49 | 20321.84 | 81287.36 | 0 | 0 | 843.1187 | 0.75 | -32149796.21
Chicago | 35019 | 41940634 | 113618 | 13614485 | 0 | 45990 | 45990 | 61320 | 61320 | 45990 | 0 | 0 | 0 | 3251.49 | 0 | 81287.36 | 0 | 0 | 1586.3236 | 1 | -81284720.05

## resultsD_8
City | PV_size_kW | PV_Production_kWh | Battery_size_kWh | Electric_Heater_kWh_consumption_annual | Grid_Electricity_Supplied_kWh_annual | Electric_Heater_Thermal_Production_MMBtu_annual | Annual_Total_HeatingLoad_MMBtu | Annual_Boiler_Fuel_HeatingLoad_MMBtu | BAU_Existing_Boiler_Fuel_Consump_MMBtu | BAU_Existing_Boiler_Thermal_Prod_MMBtu | NG_Annual_Consumption_MMBtu | Total_Annual_Emissions_CO2 | ElecUtility_Annual_Emissions_CO2 | BAU_Total_Annual_Emissions_CO2 | LifeCycle_Emissions_CO2 | BAU_LifeCycle_Emissions_CO2 | NG_LifeCycle_Emissions_CO2 | Emissions_from_NG | Breakeven_Cost_of_Emissions_Reduction | LifeCycle_Emission_Reduction_Fraction | npv
Chicago | 3071 | 3677688 | 0 | 3404304 | 4761 | 11500 | 45990 | 61320 | 61320 | 45990 | 45987 | 2438.65 | 0.19 | 3251.49 | 60965.52 | 81287.36 | 60961.43 | 2438 | 210.8513 | 0.25 | -2701022.25
Boston | 2763 | 3244588 | 0 | 3535247 | 366313 | 11942 | 45990 | 61320 | 61320 | 45990 | 45397 | 2443.7 | 36.52 | 3251.49 | 60965.51 | 81287.35 | 60179.61 | 2407 | 170.6802 | 0.25 | -2184485.35
Houston | 2642 | 3483393 | 0 | 3403337 | 4538 | 11497 | 45990 | 61320 | 61320 | 45990 | 45991 | 2438.61 | -0.08 | 3251.49 | 60965.52 | 81287.36 | 60967.2 | 2439 | 193.3266 | 0.25 | -2476553.45
San Francisco | 2440 | 3476106 | 0 | 3403621 | 1 | 11497 | 45990 | 61320 | 61320 | 45990 | 45990 | 2438.62 | 0 | 3251.49 | 60965.51 | 81287.35 | 60965.51 | 2439 | 144.6578 | 0.25 | -1853095.41

## resultsE_8
City | PV_size_kW | PV_Production_kWh | Battery_size_kWh | Electric_Heater_kWh_consumption_annual | Grid_Electricity_Supplied_kWh_annual | Electric_Heater_Thermal_Production_MMBtu_annual | Annual_Total_HeatingLoad_MMBtu | Annual_Boiler_Fuel_HeatingLoad_MMBtu | BAU_Existing_Boiler_Fuel_Consump_MMBtu | BAU_Existing_Boiler_Thermal_Prod_MMBtu | NG_Annual_Consumption_MMBtu | Total_Annual_Emissions_CO2 | ElecUtility_Annual_Emissions_CO2 | BAU_Total_Annual_Emissions_CO2 | LifeCycle_Emissions_CO2 | BAU_LifeCycle_Emissions_CO2 | NG_LifeCycle_Emissions_CO2 | Emissions_from_NG | Breakeven_Cost_of_Emissions_Reduction | LifeCycle_Emission_Reduction_Fraction | npv
Chicago | 3071 | 3677688 | 0 | 3404304 | 4761 | 11500 | 45990 | 61320 | 61320 | 45990 | 45987 | 2438.65 | 0.19 | 3251.49 | 60965.52 | 81287.36 | 60961.43 | 2438 | 210.8513 | 0.25 | -2701022.25
Chicago | 7115 | 8521096 | 11514 | 6807692 | 3137 | 22997 | 45990 | 61320 | 61320 | 45990 | 30658 | 1625.76 | 0.13 | 3251.49 | 40643.68 | 81287.36 | 40640.98 | 1626 | 420.2966 | 0.5 | -10768134.27
Chicago | 11644 | 13945476 | 25145 | 10211400 | 3730 | 34494 | 45990 | 61320 | 61320 | 45990 | 15328 | 812.89 | 0.15 | 3251.49 | 20321.84 | 81287.36 | 20318.63 | 813 | 591.482 | 0.75 | -22730981.51
Chicago | 35019 | 41940634 | 113618 | 13614485 | 0 | 45990 | 45990 | 61320 | 61320 | 45990 | 0 | 0 | 0 | 3251.49 | 0 | 81287.36 | 0 | 0 | 1586.3236 | 1 | -81284720.05

## resultsA_24
City | Electric_Heater_kWh_consumption_annual | Grid_Electricity_Supplied_kWh_annual | Electric_Heater_Thermal_Production_MMBtu_annual | Annual_Total_HeatingLoad_MMBtu | Annual_Boiler_Fuel_HeatingLoad_MMBtu | BAU_Existing_Boiler_Fuel_Consump_MMBtu | BAU_Existing_Boiler_Thermal_Prod_MMBtu | Total_Annual_Emissions_CO2 | ElecUtility_Annual_Emissions_CO2 | BAU_Total_Annual_Emissions_CO2 | LifeCycle_Emissions_CO2 | BAU_LifeCycle_Emissions_CO2 | NG_LifeCycle_Emissions_CO2 | Emissions_from_NG | LifeCycle_Emission_Reduction_Fraction | Breakeven_Cost_of_Emissions_Reduction | npv
Chicago | 13614485 | 13614484 | 45990 | 45990 | 61320 | 61320 | 45990 | 9873.95 | 9873.95 | 3251.49 | 212486.08 | 81287.36 | 0 | 0 | -1.61 | -65.966 | -5661648.21
Boston | 13614485 | 13614484 | 45990 | 45990 | 61320 | 61320 | 45990 | 6624.5 | 6624.5 | 3251.49 | 142558.26 | 81287.35 | 0 | 0 | -0.75 | -143.7665 | -5853986.51
Houston | 13614485 | 13614484 | 45990 | 45990 | 61320 | 61320 | 45990 | 11250.64 | 11250.64 | 3251.49 | 242112.23 | 81287.36 | 0 | 0 | -1.98 | -52.2388 | -5481819.5
San Francisco | 13614485 | 13614484 | 45990 | 45990 | 61320 | 61320 | 45990 | 6675.22 | 6675.22 | 3251.49 | 143649.88 | 81287.35 | 0 | 0 | -0.77 | -163.7116 | -6781392.29

## resultsB_18
City | PV_size_kW | PV_Production_kWh | Battery_size_kWh | Electric_Heater_kWh_consumption_annual | Grid_Electricity_Supplied_kWh_annual | Electric_Heater_Thermal_Production_MMBtu_annual | Annual_Total_HeatingLoad_MMBtu | Annual_Boiler_Fuel_HeatingLoad_MMBtu | BAU_Existing_Boiler_Fuel_Consump_MMBtu | BAU_Existing_Boiler_Thermal_Prod_MMBtu | NG_Annual_Consumption_MMBtu | Total_Annual_Emissions_CO2 | ElecUtility_Annual_Emissions_CO2 | BAU_Total_Annual_Emissions_CO2 | LifeCycle_Emissions_CO2 | BAU_LifeCycle_Emissions_CO2 | NG_LifeCycle_Emissions_CO2 | Emissions_from_NG | Breakeven_Cost_of_Emissions_Reduction | LifeCycle_Emission_Reduction_Fraction | npv
Chicago | 8532 | 10218393 | 18193 | 13614485 | 5624132 | 45990 | 45990 | 61320 | 61320 | 45990 | 0 | 2832.99 | 2832.99 | 3251.49 | 60965.52 | 81287.36 | 0 | 0 | 1528.6207 | 0.25 | -18212119.96
Boston | 5317 | 6245185 | 7473 | 13614485 | 8262935 | 45990 | 45990 | 61320 | 61320 | 45990 | 0 | 2832.99 | 2832.99 | 3251.49 | 60965.51 | 81287.35 | 0 | 0 | 957.2498 | 0.25 | -11404757.71
Houston | 8200 | 10811776 | 19889 | 13614485 | 4607425 | 45990 | 45990 | 61320 | 61320 | 45990 | 0 | 2832.99 | 2832.99 | 3251.49 | 60965.52 | 81287.36 | 0 | 0 | 1542.4716 | 0.25 | -18377140.97
San Francisco | 5664 | 8069281 | 9967 | 13614485 | 6963924 | 45990 | 45990 | 61320 | 61320 | 45990 | 0 | 2832.99 | 2832.99 | 3251.49 | 60965.51 | 81287.35 | 0 | 0 | 1049.8194 | 0.25 | -12507639.51

## resultsC_13
City | PV_size_kW | PV_Production_kWh | Battery_size_kWh | Electric_Heater_kWh_consumption_annual | Grid_Electricity_Supplied_kWh_annual | Electric_Heater_Thermal_Production_MMBtu_annual | Annual_Total_HeatingLoad_MMBtu | Annual_Boiler_Fuel_HeatingLoad_MMBtu | BAU_Existing_Boiler_Fuel_Consump_MMBtu | BAU_Existing_Boiler_Thermal_Prod_MMBtu | NG_Annual_Consumption_MMBtu | Total_Annual_Emissions_CO2 | ElecUtility_Annual_Emissions_CO2 | BAU_Total_Annual_Emissions_CO2 | LifeCycle_Emissions_CO2 | BAU_LifeCycle_Emissions_CO2 | NG_LifeCycle_Emissions_CO2 | Emissions_from_NG | Breakeven_Cost_of_Emissions_Reduction | LifeCycle_Emission_Reduction_Fraction | npv
Chicago | 8532 | 10218393 | 18193 | 13614485 | 5624132 | 45990 | 45990 | 61320 | 61320 | 45990 | 0 | 2832.99 | 2832.99 | 3251.49 | 60965.52 | 81287.36 | 0 | 0 | 1528.6207 | 0.25 | -18212119.96
Chicago | 10803 | 12937831 | 24272 | 13614485 | 3952540 | 45990 | 45990 | 61320 | 61320 | 45990 | 0 | 1888.66 | 1888.66 | 3251.49 | 40643.68 | 81287.36 | 0 | 0 | 849.9548 | 0.5 | -21268452.42
Chicago | 16459 | 19712511 | 32628 | 13614485 | 2068988 | 45990 | 45990 | 61320 | 61320 | 45990 | 0 | 944.33 | 944.33 | 3251.49 | 20321.84 | 81287.36 | 0 | 0 | 843.1187 | 0.75 | -32149796.21
Chicago | 35019 | 41940634 | 113618 | 13614485 | 0 | 45990 | 45990 | 61320 | 61320 | 45990 | 0 | 0 | 0 | 3251.49 | 0 | 81287.36 | 0 | 0 | 1586.3236 | 1 | -81284720.05

## resultsD_9
City | PV_size_kW | PV_Production_kWh | Battery_size_kWh | Electric_Heater_kWh_consumption_annual | Grid_Electricity_Supplied_kWh_annual | Electric_Heater_Thermal_Production_MMBtu_annual | Annual_Total_HeatingLoad_MMBtu | Annual_Boiler_Fuel_HeatingLoad_MMBtu | BAU_Existing_Boiler_Fuel_Consump_MMBtu | BAU_Existing_Boiler_Thermal_Prod_MMBtu | NG_Annual_Consumption_MMBtu | Total_Annual_Emissions_CO2 | ElecUtility_Annual_Emissions_CO2 | BAU_Total_Annual_Emissions_CO2 | LifeCycle_Emissions_CO2 | BAU_LifeCycle_Emissions_CO2 | NG_LifeCycle_Emissions_CO2 | Emissions_from_NG | Breakeven_Cost_of_Emissions_Reduction | LifeCycle_Emission_Reduction_Fraction | npv
Chicago | 3071 | 3677688 | 0 | 3404304 | 4761 | 11500 | 45990 | 61320 | 61320 | 45990 | 45987 | 2438.65 | 0.19 | 3251.49 | 60965.52 | 81287.36 | 60961.43 | 2438 | 210.8513 | 0.25 | -2701022.25
Boston | 2763 | 3244588 | 0 | 3535247 | 366313 | 11942 | 45990 | 61320 | 61320 | 45990 | 45397 | 2443.7 | 36.52 | 3251.49 | 60965.51 | 81287.35 | 60179.61 | 2407 | 170.6802 | 0.25 | -2184485.35
Houston | 2642 | 3483393 | 0 | 3403337 | 4538 | 11497 | 45990 | 61320 | 61320 | 45990 | 45991 | 2438.61 | -0.08 | 3251.49 | 60965.52 | 81287.36 | 60967.2 | 2439 | 193.3266 | 0.25 | -2476553.45
San Francisco | 2440 | 3476106 | 0 | 3403621 | 1 | 11497 | 45990 | 61320 | 61320 | 45990 | 45990 | 2438.62 | 0 | 3251.49 | 60965.51 | 81287.35 | 60965.51 | 2439 | 144.6578 | 0.25 | -1853095.41

## resultsE_9
City | PV_size_kW | PV_Production_kWh | Battery_size_kWh | Electric_Heater_kWh_consumption_annual | Grid_Electricity_Supplied_kWh_annual | Electric_Heater_Thermal_Production_MMBtu_annual | Annual_Total_HeatingLoad_MMBtu | Annual_Boiler_Fuel_HeatingLoad_MMBtu | BAU_Existing_Boiler_Fuel_Consump_MMBtu | BAU_Existing_Boiler_Thermal_Prod_MMBtu | NG_Annual_Consumption_MMBtu | Total_Annual_Emissions_CO2 | ElecUtility_Annual_Emissions_CO2 | BAU_Total_Annual_Emissions_CO2 | LifeCycle_Emissions_CO2 | BAU_LifeCycle_Emissions_CO2 | NG_LifeCycle_Emissions_CO2 | Emissions_from_NG | Breakeven_Cost_of_Emissions_Reduction | LifeCycle_Emission_Reduction_Fraction | npv
Chicago | 3071 | 3677688 | 0 | 3404304 | 4761 | 11500 | 45990 | 61320 | 61320 | 45990 | 45987 | 2438.65 | 0.19 | 3251.49 | 60965.52 | 81287.36 | 60961.43 | 2438 | 210.8513 | 0.25 | -2701022.25
Chicago | 7115 | 8521096 | 11514 | 6807692 | 3137 | 22997 | 45990 | 61320 | 61320 | 45990 | 30658 | 1625.76 | 0.13 | 3251.49 | 40643.68 | 81287.36 | 40640.98 | 1626 | 420.2966 | 0.5 | -10768134.27
Chicago | 11644 | 13945476 | 25145 | 10211400 | 3730 | 34494 | 45990 | 61320 | 61320 | 45990 | 15328 | 812.89 | 0.15 | 3251.49 | 20321.84 | 81287.36 | 20318.63 | 813 | 591.482 | 0.75 | -22730981.51
Chicago | 35019 | 41940634 | 113618 | 13614485 | 0 | 45990 | 45990 | 61320 | 61320 | 45990 | 0 | 0 | 0 | 3251.49 | 0 | 81287.36 | 0 | 0 | 1586.3236 | 1 | -81284720.05

## resultsA_25
City | Electric_Heater_kWh_consumption_annual | Grid_Electricity_Supplied_kWh_annual | Electric_Heater_Thermal_Production_MMBtu_annual | Annual_Total_HeatingLoad_MMBtu | Annual_Boiler_Fuel_HeatingLoad_MMBtu | BAU_Existing_Boiler_Fuel_Consump_MMBtu | BAU_Existing_Boiler_Thermal_Prod_MMBtu | Total_Annual_Emissions_CO2 | ElecUtility_Annual_Emissions_CO2 | BAU_Total_Annual_Emissions_CO2 | LifeCycle_Emissions_CO2 | BAU_LifeCycle_Emissions_CO2 | NG_LifeCycle_Emissions_CO2 | Emissions_from_NG | LifeCycle_Emission_Reduction_Fraction | Breakeven_Cost_of_Emissions_Reduction | npv
Chicago | 13614485 | 13614484 | 45990 | 45990 | 61320 | 61320 | 45990 | 9873.95 | 9873.95 | 3251.49 | 212486.08 | 81287.36 | 0 | 0 | -1.61 | -65.966 | -5661648.21
Boston | 13614485 | 13614484 | 45990 | 45990 | 61320 | 61320 | 45990 | 6624.5 | 6624.5 | 3251.49 | 142558.26 | 81287.35 | 0 | 0 | -0.75 | -143.7665 | -5853986.51
Houston | 13614485 | 13614484 | 45990 | 45990 | 61320 | 61320 | 45990 | 11250.64 | 11250.64 | 3251.49 | 242112.23 | 81287.36 | 0 | 0 | -1.98 | -52.2388 | -5481819.5
San Francisco | 13614485 | 13614484 | 45990 | 45990 | 61320 | 61320 | 45990 | 6675.22 | 6675.22 | 3251.49 | 143649.88 | 81287.35 | 0 | 0 | -0.77 | -163.7116 | -6781392.29

## resultsB_19
City | PV_size_kW | PV_Production_kWh | Battery_size_kWh | Electric_Heater_kWh_consumption_annual | Grid_Electricity_Supplied_kWh_annual | Electric_Heater_Thermal_Production_MMBtu_annual | Annual_Total_HeatingLoad_MMBtu | Annual_Boiler_Fuel_HeatingLoad_MMBtu | BAU_Existing_Boiler_Fuel_Consump_MMBtu | BAU_Existing_Boiler_Thermal_Prod_MMBtu | NG_Annual_Consumption_MMBtu | Total_Annual_Emissions_CO2 | ElecUtility_Annual_Emissions_CO2 | BAU_Total_Annual_Emissions_CO2 | LifeCycle_Emissions_CO2 | BAU_LifeCycle_Emissions_CO2 | NG_LifeCycle_Emissions_CO2 | Emissions_from_NG | Breakeven_Cost_of_Emissions_Reduction | LifeCycle_Emission_Reduction_Fraction | npv
Chicago | 8532 | 10218393 | 18193 | 13614485 | 5624132 | 45990 | 45990 | 61320 | 61320 | 45990 | 0 | 2832.99 | 2832.99 | 3251.49 | 60965.52 | 81287.36 | 0 | 0 | 1528.6207 | 0.25 | -18212119.96
Boston | 5317 | 6245185 | 7473 | 13614485 | 8262935 | 45990 | 45990 | 61320 | 61320 | 45990 | 0 | 2832.99 | 2832.99 | 3251.49 | 60965.51 | 81287.35 | 0 | 0 | 957.2498 | 0.25 | -11404757.71
Houston | 8200 | 10811776 | 19889 | 13614485 | 4607425 | 45990 | 45990 | 61320 | 61320 | 45990 | 0 | 2832.99 | 2832.99 | 3251.49 | 60965.52 | 81287.36 | 0 | 0 | 1542.4716 | 0.25 | -18377140.97
San Francisco | 5664 | 8069281 | 9967 | 13614485 | 6963924 | 45990 | 45990 | 61320 | 61320 | 45990 | 0 | 2832.99 | 2832.99 | 3251.49 | 60965.51 | 81287.35 | 0 | 0 | 1049.8194 | 0.25 | -12507639.51

## resultsC_14
City | PV_size_kW | PV_Production_kWh | Battery_size_kWh | Electric_Heater_kWh_consumption_annual | Grid_Electricity_Supplied_kWh_annual | Electric_Heater_Thermal_Production_MMBtu_annual | Annual_Total_HeatingLoad_MMBtu | Annual_Boiler_Fuel_HeatingLoad_MMBtu | BAU_Existing_Boiler_Fuel_Consump_MMBtu | BAU_Existing_Boiler_Thermal_Prod_MMBtu | NG_Annual_Consumption_MMBtu | Total_Annual_Emissions_CO2 | ElecUtility_Annual_Emissions_CO2 | BAU_Total_Annual_Emissions_CO2 | LifeCycle_Emissions_CO2 | BAU_LifeCycle_Emissions_CO2 | NG_LifeCycle_Emissions_CO2 | Emissions_from_NG | Breakeven_Cost_of_Emissions_Reduction | LifeCycle_Emission_Reduction_Fraction | npv
Chicago | 8532 | 10218393 | 18193 | 13614485 | 5624132 | 45990 | 45990 | 61320 | 61320 | 45990 | 0 | 2832.99 | 2832.99 | 3251.49 | 60965.52 | 81287.36 | 0 | 0 | 1528.6207 | 0.25 | -18212119.96
Chicago | 10803 | 12937831 | 24272 | 13614485 | 3952540 | 45990 | 45990 | 61320 | 61320 | 45990 | 0 | 1888.66 | 1888.66 | 3251.49 | 40643.68 | 81287.36 | 0 | 0 | 849.9548 | 0.5 | -21268452.42
Chicago | 16459 | 19712511 | 32628 | 13614485 | 2068988 | 45990 | 45990 | 61320 | 61320 | 45990 | 0 | 944.33 | 944.33 | 3251.49 | 20321.84 | 81287.36 | 0 | 0 | 843.1187 | 0.75 | -32149796.21
Chicago | 31624 | 37873851 | 95171 | 13614485 | 89746 | 45990 | 45990 | 61320 | 61320 | 45990 | 0 | 37.77 | 37.77 | 3251.49 | 812.87 | 81287.36 | 0 | 0 | 1406.5336 | 0.99 | -71334648.36

## resultsD_10
City | PV_size_kW | PV_Production_kWh | Battery_size_kWh | Electric_Heater_kWh_consumption_annual | Grid_Electricity_Supplied_kWh_annual | Electric_Heater_Thermal_Production_MMBtu_annual | Annual_Total_HeatingLoad_MMBtu | Annual_Boiler_Fuel_HeatingLoad_MMBtu | BAU_Existing_Boiler_Fuel_Consump_MMBtu | BAU_Existing_Boiler_Thermal_Prod_MMBtu | NG_Annual_Consumption_MMBtu | Total_Annual_Emissions_CO2 | ElecUtility_Annual_Emissions_CO2 | BAU_Total_Annual_Emissions_CO2 | LifeCycle_Emissions_CO2 | BAU_LifeCycle_Emissions_CO2 | NG_LifeCycle_Emissions_CO2 | Emissions_from_NG | Breakeven_Cost_of_Emissions_Reduction | LifeCycle_Emission_Reduction_Fraction | npv
Chicago | 3071 | 3677688 | 0 | 3404304 | 4761 | 11500 | 45990 | 61320 | 61320 | 45990 | 45987 | 2438.65 | 0.19 | 3251.49 | 60965.52 | 81287.36 | 60961.43 | 2438 | 210.8513 | 0.25 | -2701022.25
Boston | 2763 | 3244588 | 0 | 3535247 | 366313 | 11942 | 45990 | 61320 | 61320 | 45990 | 45397 | 2443.7 | 36.52 | 3251.49 | 60965.51 | 81287.35 | 60179.61 | 2407 | 170.6802 | 0.25 | -2184485.35
Houston | 2642 | 3483393 | 0 | 3403337 | 4538 | 11497 | 45990 | 61320 | 61320 | 45990 | 45991 | 2438.61 | -0.08 | 3251.49 | 60965.52 | 81287.36 | 60967.2 | 2439 | 193.3266 | 0.25 | -2476553.45
San Francisco | 2440 | 3476106 | 0 | 3403621 | 1 | 11497 | 45990 | 61320 | 61320 | 45990 | 45990 | 2438.62 | 0 | 3251.49 | 60965.51 | 81287.35 | 60965.51 | 2439 | 144.6578 | 0.25 | -1853095.41

## resultsE_10
City | PV_size_kW | PV_Production_kWh | Battery_size_kWh | Electric_Heater_kWh_consumption_annual | Grid_Electricity_Supplied_kWh_annual | Electric_Heater_Thermal_Production_MMBtu_annual | Annual_Total_HeatingLoad_MMBtu | Annual_Boiler_Fuel_HeatingLoad_MMBtu | BAU_Existing_Boiler_Fuel_Consump_MMBtu | BAU_Existing_Boiler_Thermal_Prod_MMBtu | NG_Annual_Consumption_MMBtu | Total_Annual_Emissions_CO2 | ElecUtility_Annual_Emissions_CO2 | BAU_Total_Annual_Emissions_CO2 | LifeCycle_Emissions_CO2 | BAU_LifeCycle_Emissions_CO2 | NG_LifeCycle_Emissions_CO2 | Emissions_from_NG | Breakeven_Cost_of_Emissions_Reduction | LifeCycle_Emission_Reduction_Fraction | npv
Chicago | 3071 | 3677688 | 0 | 3404304 | 4761 | 11500 | 45990 | 61320 | 61320 | 45990 | 45987 | 2438.65 | 0.19 | 3251.49 | 60965.52 | 81287.36 | 60961.43 | 2438 | 210.8513 | 0.25 | -2701022.25
Chicago | 7115 | 8521096 | 11514 | 6807692 | 3137 | 22997 | 45990 | 61320 | 61320 | 45990 | 30658 | 1625.76 | 0.13 | 3251.49 | 40643.68 | 81287.36 | 40640.98 | 1626 | 420.2966 | 0.5 | -10768134.27
Chicago | 11644 | 13945476 | 25145 | 10211400 | 3730 | 34494 | 45990 | 61320 | 61320 | 45990 | 15328 | 812.89 | 0.15 | 3251.49 | 20321.84 | 81287.36 | 20318.63 | 813 | 591.482 | 0.75 | -22730981.51
Chicago | 32380 | 38779362 | 85753 | 13478341 | 0 | 45530 | 45990 | 61320 | 61320 | 45990 | 613 | 32.51 | 0 | 3251.49 | 812.87 | 81287.36 | 812.87 | 33 | 1341.5018 | 0.99 | -68052527.41

## resultsA_26
City | Electric_Heater_kWh_consumption_annual | Grid_Electricity_Supplied_kWh_annual | Electric_Heater_Thermal_Production_MMBtu_annual | Annual_Total_HeatingLoad_MMBtu | Annual_Boiler_Fuel_HeatingLoad_MMBtu | BAU_Existing_Boiler_Fuel_Consump_MMBtu | BAU_Existing_Boiler_Thermal_Prod_MMBtu | Total_Annual_Emissions_CO2 | ElecUtility_Annual_Emissions_CO2 | BAU_Total_Annual_Emissions_CO2 | LifeCycle_Emissions_CO2 | BAU_LifeCycle_Emissions_CO2 | NG_LifeCycle_Emissions_CO2 | Emissions_from_NG | LifeCycle_Emission_Reduction_Fraction | Breakeven_Cost_of_Emissions_Reduction | npv
Chicago | 13614485 | 13614484 | 45990 | 45990 | 61320 | 61320 | 45990 | 9873.95 | 9873.95 | 3251.49 | 212486.08 | 81287.36 | 0 | 0 | -1.61 | -65.966 | -5661648.21
Boston | 13614485 | 13614484 | 45990 | 45990 | 61320 | 61320 | 45990 | 6624.5 | 6624.5 | 3251.49 | 142558.26 | 81287.35 | 0 | 0 | -0.75 | -143.7665 | -5853986.51
Houston | 13614485 | 13614484 | 45990 | 45990 | 61320 | 61320 | 45990 | 11250.64 | 11250.64 | 3251.49 | 242112.23 | 81287.36 | 0 | 0 | -1.98 | -52.2388 | -5481819.5
San Francisco | 13614485 | 13614484 | 45990 | 45990 | 61320 | 61320 | 45990 | 6675.22 | 6675.22 | 3251.49 | 143649.88 | 81287.35 | 0 | 0 | -0.77 | -163.7116 | -6781392.29

## resultsA_27
City | Electric_Heater_kWh_consumption_annual | Grid_Electricity_Supplied_kWh_annual | Electric_Heater_Thermal_Production_MMBtu_annual | Annual_Total_HeatingLoad_MMBtu | Annual_Boiler_Fuel_HeatingLoad_MMBtu | BAU_Existing_Boiler_Fuel_Consump_MMBtu | BAU_Existing_Boiler_Thermal_Prod_MMBtu | Total_Annual_Emissions_CO2 | ElecUtility_Annual_Emissions_CO2 | BAU_Total_Annual_Emissions_CO2 | LifeCycle_Emissions_CO2 | BAU_LifeCycle_Emissions_CO2 | NG_LifeCycle_Emissions_CO2 | Emissions_from_NG | LifeCycle_Emission_Reduction_Fraction | Breakeven_Cost_of_Emissions_Reduction | npv
Chicago | 13614485 | 13614484 | 45990 | 45990 | 61320 | 61320 | 45990 | 9873.95 | 9873.95 | 3251.49 | 212486.08 | 81287.36 | 0 | 0 | -1.61 | -65.966 | -5661648.21
Boston | 13614485 | 13614484 | 45990 | 45990 | 61320 | 61320 | 45990 | 6624.5 | 6624.5 | 3251.49 | 142558.26 | 81287.35 | 0 | 0 | -0.75 | -143.7665 | -5853986.51
Houston | 13614485 | 13614484 | 45990 | 45990 | 61320 | 61320 | 45990 | 11250.64 | 11250.64 | 3251.49 | 242112.23 | 81287.36 | 0 | 0 | -1.98 | -52.2388 | -5481819.5
San Francisco | 13614485 | 13614484 | 45990 | 45990 | 61320 | 61320 | 45990 | 6675.22 | 6675.22 | 3251.49 | 143649.88 | 81287.35 | 0 | 0 | -0.77 | -163.7116 | -6781392.29

## resultsB_20
City | PV_size_kW | PV_Production_kWh | Battery_size_kWh | Electric_Heater_kWh_consumption_annual | Grid_Electricity_Supplied_kWh_annual | Electric_Heater_Thermal_Production_MMBtu_annual | Annual_Total_HeatingLoad_MMBtu | Annual_Boiler_Fuel_HeatingLoad_MMBtu | BAU_Existing_Boiler_Fuel_Consump_MMBtu | BAU_Existing_Boiler_Thermal_Prod_MMBtu | NG_Annual_Consumption_MMBtu | Total_Annual_Emissions_CO2 | ElecUtility_Annual_Emissions_CO2 | BAU_Total_Annual_Emissions_CO2 | LifeCycle_Emissions_CO2 | BAU_LifeCycle_Emissions_CO2 | NG_LifeCycle_Emissions_CO2 | Emissions_from_NG | Breakeven_Cost_of_Emissions_Reduction | LifeCycle_Emission_Reduction_Fraction | npv
Chicago | 8532 | 10218393 | 18193 | 13614485 | 5624132 | 45990 | 45990 | 61320 | 61320 | 45990 | 0 | 2832.99 | 2832.99 | 3251.49 | 60965.52 | 81287.36 | 0 | 0 | 1528.6207 | 0.25 | -18212119.96
Boston | 5317 | 6245185 | 7473 | 13614485 | 8262935 | 45990 | 45990 | 61320 | 61320 | 45990 | 0 | 2832.99 | 2832.99 | 3251.49 | 60965.51 | 81287.35 | 0 | 0 | 957.2498 | 0.25 | -11404757.71
Houston | 8200 | 10811776 | 19889 | 13614485 | 4607425 | 45990 | 45990 | 61320 | 61320 | 45990 | 0 | 2832.99 | 2832.99 | 3251.49 | 60965.52 | 81287.36 | 0 | 0 | 1542.4716 | 0.25 | -18377140.97
San Francisco | 5664 | 8069281 | 9967 | 13614485 | 6963924 | 45990 | 45990 | 61320 | 61320 | 45990 | 0 | 2832.99 | 2832.99 | 3251.49 | 60965.51 | 81287.35 | 0 | 0 | 1049.8194 | 0.25 | -12507639.51

## resultsC_15
City | PV_size_kW | PV_Production_kWh | Battery_size_kWh | Electric_Heater_kWh_consumption_annual | Grid_Electricity_Supplied_kWh_annual | Electric_Heater_Thermal_Production_MMBtu_annual | Annual_Total_HeatingLoad_MMBtu | Annual_Boiler_Fuel_HeatingLoad_MMBtu | BAU_Existing_Boiler_Fuel_Consump_MMBtu | BAU_Existing_Boiler_Thermal_Prod_MMBtu | NG_Annual_Consumption_MMBtu | Total_Annual_Emissions_CO2 | ElecUtility_Annual_Emissions_CO2 | BAU_Total_Annual_Emissions_CO2 | LifeCycle_Emissions_CO2 | BAU_LifeCycle_Emissions_CO2 | NG_LifeCycle_Emissions_CO2 | Emissions_from_NG | Breakeven_Cost_of_Emissions_Reduction | LifeCycle_Emission_Reduction_Fraction | npv
Chicago | 8532 | 10218393 | 18193 | 13614485 | 5624132 | 45990 | 45990 | 61320 | 61320 | 45990 | 0 | 2832.99 | 2832.99 | 3251.49 | 60965.52 | 81287.36 | 0 | 0 | 1528.6207 | 0.25 | -18212119.96
Chicago | 10803 | 12937831 | 24272 | 13614485 | 3952540 | 45990 | 45990 | 61320 | 61320 | 45990 | 0 | 1888.66 | 1888.66 | 3251.49 | 40643.68 | 81287.36 | 0 | 0 | 849.9548 | 0.5 | -21268452.42
Chicago | 16459 | 19712511 | 32628 | 13614485 | 2068988 | 45990 | 45990 | 61320 | 61320 | 45990 | 0 | 944.33 | 944.33 | 3251.49 | 20321.84 | 81287.36 | 0 | 0 | 843.1187 | 0.75 | -32149796.21
Chicago | 31624 | 37873851 | 95171 | 13614485 | 89746 | 45990 | 45990 | 61320 | 61320 | 45990 | 0 | 37.77 | 37.77 | 3251.49 | 812.87 | 81287.36 | 0 | 0 | 1406.5336 | 0.99 | -71334648.36

## resultsD_11
City | PV_size_kW | PV_Production_kWh | Battery_size_kWh | Electric_Heater_kWh_consumption_annual | Grid_Electricity_Supplied_kWh_annual | Electric_Heater_Thermal_Production_MMBtu_annual | Annual_Total_HeatingLoad_MMBtu | Annual_Boiler_Fuel_HeatingLoad_MMBtu | BAU_Existing_Boiler_Fuel_Consump_MMBtu | BAU_Existing_Boiler_Thermal_Prod_MMBtu | NG_Annual_Consumption_MMBtu | Total_Annual_Emissions_CO2 | ElecUtility_Annual_Emissions_CO2 | BAU_Total_Annual_Emissions_CO2 | LifeCycle_Emissions_CO2 | BAU_LifeCycle_Emissions_CO2 | NG_LifeCycle_Emissions_CO2 | Emissions_from_NG | Breakeven_Cost_of_Emissions_Reduction | LifeCycle_Emission_Reduction_Fraction | npv
Chicago | 3071 | 3677688 | 0 | 3404304 | 4761 | 11500 | 45990 | 61320 | 61320 | 45990 | 45987 | 2438.65 | 0.19 | 3251.49 | 60965.52 | 81287.36 | 60961.43 | 2438 | 210.8513 | 0.25 | -2701022.25
Boston | 2763 | 3244588 | 0 | 3535247 | 366313 | 11942 | 45990 | 61320 | 61320 | 45990 | 45397 | 2443.7 | 36.52 | 3251.49 | 60965.51 | 81287.35 | 60179.61 | 2407 | 170.6802 | 0.25 | -2184485.35
Houston | 2642 | 3483393 | 0 | 3403337 | 4538 | 11497 | 45990 | 61320 | 61320 | 45990 | 45991 | 2438.61 | -0.08 | 3251.49 | 60965.52 | 81287.36 | 60967.2 | 2439 | 193.3266 | 0.25 | -2476553.45
San Francisco | 2440 | 3476106 | 0 | 3403621 | 1 | 11497 | 45990 | 61320 | 61320 | 45990 | 45990 | 2438.62 | 0 | 3251.49 | 60965.51 | 81287.35 | 60965.51 | 2439 | 144.6578 | 0.25 | -1853095.41

## resultsE_11
City | PV_size_kW | PV_Production_kWh | Battery_size_kWh | Electric_Heater_kWh_consumption_annual | Grid_Electricity_Supplied_kWh_annual | Electric_Heater_Thermal_Production_MMBtu_annual | Annual_Total_HeatingLoad_MMBtu | Annual_Boiler_Fuel_HeatingLoad_MMBtu | BAU_Existing_Boiler_Fuel_Consump_MMBtu | BAU_Existing_Boiler_Thermal_Prod_MMBtu | NG_Annual_Consumption_MMBtu | Total_Annual_Emissions_CO2 | ElecUtility_Annual_Emissions_CO2 | BAU_Total_Annual_Emissions_CO2 | LifeCycle_Emissions_CO2 | BAU_LifeCycle_Emissions_CO2 | NG_LifeCycle_Emissions_CO2 | Emissions_from_NG | Breakeven_Cost_of_Emissions_Reduction | LifeCycle_Emission_Reduction_Fraction | npv
Chicago | 3071 | 3677688 | 0 | 3404304 | 4761 | 11500 | 45990 | 61320 | 61320 | 45990 | 45987 | 2438.65 | 0.19 | 3251.49 | 60965.52 | 81287.36 | 60961.43 | 2438 | 210.8513 | 0.25 | -2701022.25
Chicago | 7115 | 8521096 | 11514 | 6807692 | 3137 | 22997 | 45990 | 61320 | 61320 | 45990 | 30658 | 1625.76 | 0.13 | 3251.49 | 40643.68 | 81287.36 | 40640.98 | 1626 | 420.2966 | 0.5 | -10768134.27
Chicago | 11644 | 13945476 | 25145 | 10211400 | 3730 | 34494 | 45990 | 61320 | 61320 | 45990 | 15328 | 812.89 | 0.15 | 3251.49 | 20321.84 | 81287.36 | 20318.63 | 813 | 591.482 | 0.75 | -22730981.51
Chicago | 35019 | 41940634 | 113618 | 13614485 | 0 | 45990 | 45990 | 61320 | 61320 | 45990 | 0 | 0 | 0 | 3251.49 | 0 | 81287.36 | 0 | 0 | 1586.3236 | 1 | -81284720.05

## resultsEmissions_0
City | PV_size_kW | PV_Production_kWh | Battery_size_kWh | Electric_Heater_kWh_consumption_annual | Grid_Electricity_Supplied_kWh_annual | Electric_Heater_Thermal_Production_MMBtu_annual | Annual_Total_HeatingLoad_MMBtu | Annual_Boiler_Fuel_HeatingLoad_MMBtu | BAU_Existing_Boiler_Fuel_Consump_MMBtu | BAU_Existing_Boiler_Thermal_Prod_MMBtu | NG_Annual_Consumption_MMBtu | Total_Annual_Emissions_CO2 | ElecUtility_Annual_Emissions_CO2 | BAU_Total_Annual_Emissions_CO2 | LifeCycle_Emissions_CO2 | BAU_LifeCycle_Emissions_CO2 | NG_LifeCycle_Emissions_CO2 | Emissions_from_NG | Breakeven_Cost_of_Emissions_Reduction | LifeCycle_Emission_Reduction_Fraction | npv
Chicago | 3077 | 3685059 | 0 | 3403620 | 0 | 11497 | 45990 | 61320 | 61320 | 45990 | 45990 | 2438.62 | 0 | 3251.49 | 60965.51 | 81287.35 | 60965.51 | 2439 | 211.1557 | 0.25 | -2704945.96
Boston | 3056 | 3588796 | 0 | 3403621 | 1 | 11497 | 45990 | 61320 | 61320 | 45990 | 45990 | 2438.62 | 0 | 3251.49 | 60965.51 | 81287.35 | 60965.51 | 2439 | 177.2532 | 0.25 | -2270648.1
Houston | 2647 | 3490170 | 0 | 3403621 | 1 | 11497 | 45990 | 61320 | 61320 | 45990 | 45990 | 2438.62 | 0 | 3251.49 | 60965.51 | 81287.35 | 60965.51 | 2439 | 193.5692 | 0.25 | -2479659.19
San Francisco | 2440 | 3476106 | 0 | 3403621 | 1 | 11497 | 45990 | 61320 | 61320 | 45990 | 45990 | 2438.62 | 0 | 3251.49 | 60965.51 | 81287.35 | 60965.51 | 2439 | 144.6578 | 0.25 | -1853095.43

## resultsEmissions2_0
City | PV_size_kW | PV_Production_kWh | Battery_size_kWh | Electric_Heater_kWh_consumption_annual | Grid_Electricity_Supplied_kWh_annual | Electric_Heater_Thermal_Production_MMBtu_annual | Annual_Total_HeatingLoad_MMBtu | Annual_Boiler_Fuel_HeatingLoad_MMBtu | BAU_Existing_Boiler_Fuel_Consump_MMBtu | BAU_Existing_Boiler_Thermal_Prod_MMBtu | NG_Annual_Consumption_MMBtu | Total_Annual_Emissions_CO2 | ElecUtility_Annual_Emissions_CO2 | BAU_Total_Annual_Emissions_CO2 | LifeCycle_Emissions_CO2 | BAU_LifeCycle_Emissions_CO2 | NG_LifeCycle_Emissions_CO2 | Emissions_from_NG | Breakeven_Cost_of_Emissions_Reduction | LifeCycle_Emission_Reduction_Fraction | npv
Chicago | 3077 | 3685059 | 0 | 3403620 | 0 | 11497 | 45990 | 61320 | 61320 | 45990 | 45990 | 2438.62 | 0 | 3251.49 | 60965.51 | 81287.35 | 60965.51 | 2439 | 211.1557 | 0.25 | -2704945.96
Chicago | 7118 | 8524538 | 11524 | 6807242 | 0 | 22995 | 45990 | 61320 | 61320 | 45990 | 30660 | 1625.75 | 0 | 3251.49 | 40643.68 | 81287.35 | 40643.68 | 1626 | 420.5124 | 0.5 | -10773694.1
Chicago | 11649 | 13951090 | 25160 | 10210864 | 0 | 34492 | 45990 | 61320 | 61320 | 45990 | 15330 | 812.87 | 0 | 3251.49 | 20321.84 | 81287.35 | 20321.84 | 813 | 591.7333 | 0.75 | -22740754.29
Chicago | 32380 | 38779361 | 85753 | 13478341 | 0 | 45530 | 45990 | 61320 | 61320 | 45990 | 613 | 32.51 | 0 | 3251.49 | 812.87 | 81287.35 | 812.87 | 33 | 1341.5018 | 0.99 | -68052527.96

## resultsChicago_0
City | PV_size_kW | PV_Production_kWh | Battery_size_kWh | Electric_Heater_kWh_consumption_annual | Grid_Electricity_Supplied_kWh_annual | Electric_Heater_Thermal_Production_MMBtu_annual | Annual_Total_HeatingLoad_MMBtu | Annual_Boiler_Fuel_HeatingLoad_MMBtu | BAU_Existing_Boiler_Fuel_Consump_MMBtu | BAU_Existing_Boiler_Thermal_Prod_MMBtu | NG_Annual_Consumption_MMBtu | Total_Annual_Emissions_CO2 | ElecUtility_Annual_Emissions_CO2 | BAU_Total_Annual_Emissions_CO2 | LifeCycle_Emissions_CO2 | BAU_LifeCycle_Emissions_CO2 | NG_LifeCycle_Emissions_CO2 | Emissions_from_NG | Breakeven_Cost_of_Emissions_Reduction | LifeCycle_Emission_Reduction_Fraction | npv
Chicago | 7118 | 8524537 | 11524 | 6807242 | 0 | 22995 | 45990 | 61320 | 61320 | 45990 | 30660 | 1625.75 | 0 | 3251.49 | 40643.68 | 81287.35 | 40643.68 | 1626 | 452.5483 | 0.5 | -11594464.78